## Overview
r6140: Overview for Electricity North West in 2013/14 (April 2013 Indicative)
This version of the model is a draft for testing only. |  | Colour coding
Data input
Copyright 2009-2012 DCUSA Limited and contributors. All rights reserved. |  | Unused cell in input data table
Calculation
Redistribution and use in source and binary forms, with or without modification, are permitted provided that the |  | Copy data
following conditions are met: |  | Unused cell in calculation table
Constant value
1. Redistributions of source code must retain the above copyright notice, this list of conditions and the |  | Unlocked cell for notes
following disclaimer.
2. Redistributions in binary form must reproduce the above copyright notice, this list of conditions and the
following disclaimer in the documentation and/or other materials provided with the distribution.
THIS SOFTWARE IS PROVIDED BY DCUSA LIMITED AND CONTRIBUTORS "AS IS" AND ANY EXPRESS OR IMPLIED WARRANTIES,
INCLUDING, BUT NOT LIMITED TO, THE IMPLIED WARRANTIES OF MERCHANTABILITY AND FITNESS FOR A PARTICULAR PURPOSE
ARE DISCLAIMED. IN NO EVENT SHALL DCUSA LIMITED OR CONTRIBUTORS BE LIABLE FOR ANY DIRECT, INDIRECT, INCIDENTAL,
SPECIAL, EXEMPLARY, OR CONSEQUENTIAL DAMAGES (INCLUDING, BUT NOT LIMITED TO, PROCUREMENT OF SUBSTITUTE GOODS OR
SERVICES; LOSS OF USE, DATA, OR PROFITS; OR BUSINESS INTERRUPTION) HOWEVER CAUSED AND ON ANY THEORY OF
LIABILITY, WHETHER IN CONTRACT, STRICT LIABILITY, OR TORT (INCLUDING NEGLIGENCE OR OTHERWISE) ARISING IN ANY WAY
OUT OF THE USE OF THIS SOFTWARE, EVEN IF ADVISED OF THE POSSIBILITY OF SUCH DAMAGE.
This workbook is structured as a series of named and numbered tables. Above each calculation table, the
algorithm used in the calculations is stated together with hyperlinks to all source data tables.
Some versions of Microsoft Excel have a "Back" button which can be useful when using hyperlinks to navigate
around the workbook. The "Back" button might be in the "Web" toolbar (Microsoft Excel versions up to 2004), or
an additional command which can be added to the "Quick Access Toolbar" (Microsoft Excel versions 2007 and 2010).
Unless stated otherwise, all the data in this model are for illustration only.
List of data tables
This table lists the data tables (inputs and calculations) in the model. Each line contains a link is to the first data cell of the table.
Worksheet | Data table | Type of table
Input | 1000. Company, charging year, data version | Input data
Input | 1010. Financial and general assumptions | Composite
Input | 1017. Diversity allowance between top and bottom of network level | Input data
Input | 1018. Proportion of relevant load going through 132kV/HV direct transformation | Input data
Input | 1019. Network model GSP peak demand (MW) | Input data
Input | 1020. Gross asset cost by network level (£) | Input data
Input | 1022. LV service model asset cost (£) | Input data
Input | 1023. HV service model asset cost (£) | Input data
Input | 1025. Matrix of applicability of LV service models to tariffs with fixed charges | Input data
Input | 1026. Matrix of applicability of LV service models to unmetered tariffs | Input data
Input | 1028. Matrix of applicability of HV service models to tariffs with fixed charges | Input data
Input | 1032. Loss adjustment factors to transmission | Input data
Input | 1037. Embedded network (LDNO) discounts | Input data
Input | 1041. Load profile data for demand users | Input data
Input | 1053. Volume forecasts for the charging year | Input data
Input | 1055. Transmission exit charges (£/year) | Input data
Input | 1059. Other expenditure | Input data
Input | 1060. Customer contributions under current connection charging policy | Input data
Input | 1061. Average split of rate 1 units by distribution time band | Input data
Input | 1062. Average split of rate 2 units by distribution time band | Input data
Input | 1064. Average split of rate 1 units by special distribution time band | Input data
Input | 1066. Typical annual hours by special distribution time band | Input data
Input | 1068. Typical annual hours by distribution time band | Input data
Input | 1069. Peaking probabilities by network level | Input data
Input | 1076. Target revenue | Input data
Input | 1092. Average kVAr by kVA, by network level | Input data
Input | 1201. Current tariff information | Input data
LAFs | 2001. Loss adjustment factors to transmission | Composite
LAFs | 2002. Mapping of DRM network levels to core network levels | Fixed data
LAFs | 2003. Loss adjustment factor to transmission for each DRM network level | Sum-product calculation
LAFs | 2004. Loss adjustment factor to transmission for each network level | Combine tables
LAFs | 2005. Network use factors | Fixed data
LAFs | 2006. Proportion going through 132kV/EHV | Calculation
LAFs | 2007. Proportion going through EHV | Calculation
LAFs | 2008. Proportion going through EHV/HV | Calculation
LAFs | 2009. Rerouteing matrix for all network levels | Combine tables
LAFs | 2010. Network use factors: interim step in calculations before adjustments | Sum-product calculation
LAFs | 2011. Network use factors for all tariffs | Combine tables
LAFs | 2012. Loss adjustment factors between end user meter reading and each network level, scaled by network use | Calculation
DRM | 2101. Annuity rate | Calculation
DRM | 2102. Loss adjustment factor to transmission for each core level | Combine tables
DRM | 2103. Loss adjustment factors | Composite
DRM | 2104. Diversity calculations | Special calculation
DRM | 2105. Network model total maximum demand at substation (MW) | Calculation
DRM | 2106. Network model contribution to system maximum load measured at network level exit (MW) | Calculation
DRM | 2107. Rerouteing matrix for DRM network levels | Combine tables
DRM | 2108. GSP simultaneous maximum load assumed through each network level (MW) | Sum-product calculation
DRM | 2109. Network model annuity by simultaneous maximum load for each network level (£/kW/year) | Calculation
SM | 2201. Asset £/customer from LV service models | Sum-product calculation
SM | 2202. Asset £/(MWh/year) from LV service models | Sum-product calculation
SM | 2203. Service model asset p/kWh charge for unmetered tariffs | Calculation
SM | 2204. Asset £/customer from HV service models | Sum-product calculation
SM | 2205. Service model assets by tariff (£) | Combine tables
SM | 2206. Replacement annuities for service models | Composite
Loads | 2301. Demand coefficient (load at time of system maximum load divided by average load) | Calculation
Loads | 2302. Load coefficient | Combine tables
Loads | 2303. Discount map | Fixed data
Loads | 2304. LDNO discounts and volumes adjusted for discount | Composite
Loads | 2305. Equivalent volume for each end user | Cell summation
Multi | 2401. Adjust annual hours by distribution time band to match days in year | Composite
Multi | 2402. Normalisation of split of rate 1 units by time band | Composite
Multi | 2403. Split of rate 1 units between distribution time bands | Combine tables
Multi | 2404. Normalisation of split of rate 2 units by time band | Composite
Multi | 2405. Split of rate 2 units between distribution time bands | Combine tables
Multi | 2406. Split of rate 3 units between distribution time bands (default) | Fixed data
Multi | 2407. All units (MWh) | Calculation
Multi | 2408. Calculation of implied load coefficients for two-rate users | Calculation
Multi | 2409. Calculation of implied load coefficients for three-rate users | Calculation
Multi | 2410. Calculation of adjusted time band load coefficients | Composite
Multi | 2411. Normalisation of peaking probabilities | Composite
Multi | 2412. Peaking probabilities by network level (reshaped) | Reshape table
Multi | 2413. Pseudo load coefficient by time band and network level | Calculation
Multi | 2414. Unit rate 1 pseudo load coefficient by network level | Sum-product calculation
Multi | 2415. Unit rate 2 pseudo load coefficient by network level | Sum-product calculation
Multi | 2416. Unit rate 3 pseudo load coefficient by network level | Sum-product calculation
Multi | 2417. Adjust annual hours by special distribution time band to match days in year | Composite
Multi | 2418. Normalisation of split of rate 1 units by special time band | Composite
Multi | 2419. Split of rate 1 units between special distribution time bands | Combine tables
Multi | 2420. Split of rate 2 units between special distribution time bands (default) | Fixed data
Multi | 2421. Split of rate 3 units between special distribution time bands (default) | Fixed data
Multi | 2422. Calculation of implied special load coefficients for one-rate users | Calculation
Multi | 2423. Calculation of implied special load coefficients for three-rate users | Calculation
Multi | 2424. Estimated contributions to peak demand | Composite
Multi | 2425. Mapping of tariffs to tariff groups for coincidence adjustment factor | Fixed data
Multi | 2426. Group contribution to first-band peak kW | Sum-product calculation
Multi | 2427. Group contribution to system-peak-time kW | Sum-product calculation
Multi | 2428. Load coefficient correction factor for each group | Calculation
Multi | 2429. Load coefficient correction factor (based on group) | Sum-product calculation
Multi | 2430. Calculation of special peaking probabilities | Composite
Multi | 2431. Special peaking probabilities by network level | Combine tables
Multi | 2432. Special peaking probabilities by network level (reshaped) | Reshape table
Multi | 2433. Pseudo load coefficient by time band and network level | Calculation
Multi | 2434. Unit rate 1 pseudo load coefficient by network level (special) | Sum-product calculation
Multi | 2435. Unit rate 2 pseudo load coefficient by network level (special) | Sum-product calculation
Multi | 2436. Unit rate 3 pseudo load coefficient by network level (special) | Sum-product calculation
Multi | 2437. Unit rate 1 pseudo load coefficient by network level (combined) | Combine tables
Multi | 2438. Unit rate 2 pseudo load coefficient by network level (combined) | Combine tables
Multi | 2439. Unit rate 3 pseudo load coefficient by network level (combined) | Combine tables
SMD | 2501. Contributions of users on one-rate multi tariffs to system simultaneous maximum load by network level (kW) | Calculation
SMD | 2502. Contributions of users on two-rate multi tariffs to system simultaneous maximum load by network level (kW) | Calculation
SMD | 2503. Contributions of users on three-rate multi tariffs to system simultaneous maximum load by network level (kW) | Calculation
SMD | 2504. Estimated contributions of users on each tariff to system simultaneous maximum load by network level (kW) | Calculation
SMD | 2505. Contributions of users on each tariff to system simultaneous maximum load by network level (kW) | Combine tables
SMD | 2506. Forecast system simultaneous maximum load (kW) from forecast units | Cell summation
AMD | 2601. Pre-processing of data for standing charge factors | Composite
AMD | 2602. Standing charges factors adapted to use 132kV/HV | Combine tables
AMD | 2603. Capacity-based contributions to chargeable aggregate maximum load by network level (kW) | Calculation
AMD | 2604. Unit-based contributions to chargeable aggregate maximum load (kW) | Calculation
AMD | 2605. Contributions to aggregate maximum load by network level (kW) | Combine tables
AMD | 2606. Forecast chargeable aggregate maximum load (kW) | Cell summation
AMD | 2607. Forecast simultaneous load subject to standing charge factors (kW) | Calculation
AMD | 2608. Forecast simultaneous load replaced by standing charge (kW) | Cell summation
AMD | 2609. Calculated LV diversity allowance | Calculation
AMD | 2610. Network level mapping for diversity allowances | Fixed data
AMD | 2611. Diversity allowances including 132kV/HV | Sum-product calculation
AMD | 2612. Diversity allowances (including calculated LV value) | Combine tables
AMD | 2613. Forecast simultaneous maximum load (kW) adjusted for standing charges | Calculation
Otex | 2701. Operating expenditure coded by network level (£/year) | Combine tables
Otex | 2702. Network model assets (£) scaled by load forecast | Calculation
Otex | 2703. Annual consumption by tariff for unmetered users (MWh) | Copy cells
Otex | 2704. Total unmetered units | Cell summation
Otex | 2705. Service model asset data | Composite
Otex | 2706. Data for allocation of operating expenditure | Composite
Otex | 2707. Amount of expenditure to be allocated according to asset values (£/year) | Calculation
Otex | 2708. Total operating expenditure by network level (£/year) | Calculation
Otex | 2709. Operating expenditure percentage by network level | Calculation
Otex | 2710. Unit operating expenditure based on simultaneous maximum load (£/kW/year) | Calculation
Otex | 2711. Operating expenditure for customer assets p/MPAN/day | Composite
Otex | 2712. Operating expenditure for unmetered customer assets (p/kWh) | Calculation
Contrib | 2801. Network level of supply (for customer contributions) by tariff | Fixed data
Contrib | 2802. Contribution proportion of asset annuities, by customer type and network level of assets | Calculation
Contrib | 2803. Proportion of assets annuities deemed to be covered by customer contributions | Sum-product calculation
Contrib | 2804. Proportion of annual charge covered by contributions (for all charging levels) | Combine tables
Yard | 2901. Unit cost at each level, £/kW/year (relative to system simultaneous maximum load) | Combine tables
Yard | 2902. Pay-as-you-go yardstick unit costs by charging level (p/kWh) | Calculation
Yard | 2903. Pay-as-you-go unit rate 1 p/kWh | Composite
Yard | 2904. Pay-as-you-go unit rate 2 p/kWh | Composite
Yard | 2905. Pay-as-you-go unit rate 3 p/kWh | Composite
Standing | 3001. Costs based on aggregate maximum load (£/kW/year) | Calculation
Standing | 3002. Capacity elements p/kVA/day | Calculation
Standing | 3003. Yardstick unit rate p/kWh (taking account of standing charges) | Composite
Standing | 3004. Unit rate 1 (taking account of standing charges) | Composite
Standing | 3005. Unit rate 2 (taking account of standing charges) | Composite
Standing | 3006. Unit rate 3 (taking account of standing charges) | Composite
NHH | 3101. Average maximum kVA/MPAN by end user class, for user classes without an agreed import capacity | Calculation
NHH | 3102. Capacity-driven fixed charge elements from standing charges factors p/MPAN/day | Calculation
NHH | 3103. Statistics for tariffs charged for LV circuits on an exit point basis | Composite
NHH | 3104. Aggregate data for tariffs charged for LV circuits on an exit point basis | Composite
NHH | 3105. LV fixed charge elements from standing charges factors p/MPAN/day | Calculation
NHH | 3106. Fixed charge elements from standing charges factors p/MPAN/day | Combine tables
Reactive | 3201. Standard components p/kWh for reactive power (absolute value) | Calculation
Reactive | 3202. Standard reactive p/kVArh | Calculation
Reactive | 3203. Network use factors for generator reactive unit charges | Fixed data
Reactive | 3204. Absolute value of load coefficient (kW peak / average kW) | Calculation
Reactive | 3205. Pay-as-you-go components p/kWh for reactive power (absolute value) | Calculation
Reactive | 3206. Pay-as-you-go reactive p/kVArh | Calculation
Aggreg | 3301. Unit rate 1 p/kWh (elements) | Combine tables
Aggreg | 3302. Unit rate 2 p/kWh (elements) | Combine tables
Aggreg | 3303. Unit rate 3 p/kWh (elements) | Combine tables
Aggreg | 3304. Fixed charge p/MPAN/day (elements) | Combine tables
Aggreg | 3305. Capacity charge p/kVA/day (elements) | Copy cells
Aggreg | 3306. Reactive power charge p/kVArh (elements) | Combine tables
Aggreg | 3307. Summary of charges before revenue matching | Cell summation
Revenue | 3401. Net revenues by tariff before matching (£) | Calculation
Revenue | 3402. Target Revenue (£/annum) | Calculation
Revenue | 3403. Revenue surplus or shortfall | Composite
Scaler | 3501. Factor to scale to £1/kW at transmission exit level | Calculation
Scaler | 3502. Applicability factor for £1/kW scaler | Combine tables
Scaler | 3503. Scalable elements of tariff components | Sum-product calculation
Scaler | 3504. Marginal revenue effect of scaler | Calculation
Scaler | 3505. Scaler value at which the minimum is breached | Calculation
Scaler | 3506. Constraint-free solution | Special calculation
Scaler | 3507. Starting point | Special calculation
Scaler | 3508. Solve for General scaler rate | Composite
Scaler | 3509. General scaler rate | Optimisation result
Scaler | 3510. Scaler | Calculation
Adjust | 3601. Tariffs before rounding | Calculation
Adjust | 3602. Decimal places | Fixed data
Adjust | 3603. Tariff rounding | Calculation
Adjust | 3604. All the way tariffs | Calculation
Adjust | 3605. Net revenues by tariff from rounding | Calculation
Adjust | 3606. Revenue forecast summary | Composite
Adjust | 3607. Tariffs | Calculation
Tariffs | 3701. Tariffs | Composite
Summary | 3801. Workbook build options and main parameters | Composite
Summary | 3802. Revenue summary | Composite
Summary | 3803. Revenue summary by tariff component | Cell summation
M-Rev | 3901. Revenue matrix by tariff | Composite
M-Rev | 3902. Revenues by charging element and network level | Cell summation
CData | 4001. Revenues under current tariffs (£) | Calculation
CData | 4002. All-the-way volumes | Copy cells
CData | 4003. Normalised to | Fixed data
CData | 4004. Normalised volumes for comparisons | Calculation
CData | 4005. LDNO LV charges (normalised £) | Copy cells
CData | 4006. LDNO HV charges (normalised £) | Copy cells
CTables | 4101. Comparison with current all-the-way demand tariffs | Composite
CTables | 4102. LDNO margins in use of system charges | Composite
M-ATW | Tariff matrices | Notes
Model identification and configuration
---
PerlModule: CDCM
coincidenceAdj: groupums
dcp130preprocess: 1
drm: top500gsp
extraLevels: 1
inputData: dataSheet
matrices: big
noReplacement: blanket
pcd: 1
portfolio: 1
protect: 1
revisionText: r6140
scaler: levelledpickexitnogenminzero
standing: sub132
summary: consultation
tariffs: commongensubdcp130
template: '%-DCP130'
timeOfDay: timeOfDaySpecial
validation: lenientnomsg
version: DCP130 prototype
'~codeValidation':
Ancillary/Validation.pm: 1c7f7d0ce6a9595096d771fea93fc6d2d4b2bb1c
CDCM/AML.pm: 86bfc80549fd25d6d660c954a706a4b14d86e4f4
CDCM/Aggregation.pm: 59f4a7b6372cadb079a9059e0fdb08ac4c331721
CDCM/Contributions.pm: de3c65f7299f7b75a063144b4500535b13799f58
CDCM/Loads.pm: 4fb2f235dc3076b5706dae1c1280e36f538dffc0
CDCM/Master.pm: 3b8b2e68a76800a5013ab0565d5a0ab05c34f603
CDCM/Matching.pm: 8b5f8524d7f8ddc59c79a615e8fd08e7abc57c30
CDCM/ModelNotes.pm: cd7389891fb8176697c3890a15df7950bdbc8d3c
CDCM/NetworkSizer.pm: 3e5c655a66f0de56624932f4b525c97b385ec219
CDCM/Operating.pm: f6e9ccaee16099f7001750f861b13bb28920113e
CDCM/Reactive.pm: 4acdd24e4e61fd85eed1aa8e6aa72935fcae761b
CDCM/Revenue.pm: 0549caec1cf80ce1cbd00742db01bf3c7657d54d
CDCM/Routeing.pm: dcc2bc55acf53aff0f20a53ca66043625ff18fa8
CDCM/SML.pm: 842e1b01e8e827eeffdd99684f986825f01b102b
CDCM/ServiceModels.pm: 000f9742dd0cde60b3e6c3cbb3211945a883cae7
CDCM/Setup.pm: eb53bcdfab8524960e816f4b39c2c93f0d3b4102
CDCM/Sheets.pm: 9bbbb0112c7aaac746c0d59a18dee1f2132b0cc9
CDCM/Standing.pm: 1073dfd00e9c6bf52a7fa44d8634a92899248fc0
CDCM/Summary.pm: 44f086c18de4386cbc61179d3053f5957a99ce06
CDCM/TariffList.pm: bae7f09aba9bc5d4e48f1945c4aab348dada0490
CDCM/Tariffs.pm: 9686a7afe6a47b17fffcdaca676c8dc0883447f5
CDCM/TimeOfDay.pm: 64b3a3b0f2e1dfe805b17f1ac5290b8e16d911d6
CDCM/TimeOfDaySpecial.pm: 78ac90bbb67df98dc41f47f02261eb590d876dc0
CDCM/Yardsticks.pm: ff1bd267cfc609bb90bf8d97799d130eba426a6c
SpreadsheetModel/Arithmetic.pm: 3ca29b0251e3686673108a0dee78f326df35bcf9
SpreadsheetModel/Columnset.pm: f78dc1f6f1abb0b00404d0a36c98f3dba5e0e38d
SpreadsheetModel/Dataset.pm: 87e98b72f876e67352b7272380b21a85ba20f429
SpreadsheetModel/GroupBy.pm: ddfe480a83a27265c3de69207784420731785eb5
SpreadsheetModel/Label.pm: 2f5a6e32a1ba16954ac70bfc1df5a4308e965a07
SpreadsheetModel/Labelset.pm: 7eedb3feb01b42f9ad0dc08a8f5d64c0d543f113
SpreadsheetModel/Logger.pm: 55417892d15887401c27f7bb19413a01b4486ec6
SpreadsheetModel/Miscellaneous.pm: 0f222dfe31972b48fbf265c64e81a67969de1b2e
SpreadsheetModel/Notes.pm: fa435e070f362661800e57fb1eeb14de94c046ce
SpreadsheetModel/Object.pm: 9ee6cf3f64b20a8df2503a9062a92aded8e68278
SpreadsheetModel/SegmentRoot.pm: 3d2447c254b65db0cde416851de32c632915bd1f
SpreadsheetModel/Shortcuts.pm: a1ba747fab34ac7d04ad9d4f44de6576b981f5c8
SpreadsheetModel/Stack.pm: 8318e6890d54bddf12af02b5a3e46eb2d36d37dc
SpreadsheetModel/SumProduct.pm: 3d0e5182022c1194aa20899fad1cf4aa60bc428b
SpreadsheetModel/Workbook.pm: d3a6726670285d5e9b6bb023900f79a32db56cd7
SpreadsheetModel/WorkbookCreate.pm: fbc2d317f984621d095b67e7bec93b2193bf6e90
SpreadsheetModel/WorkbookFormats.pm: b484fad80103eaeab8a4b9c9a9e95cc9f54ba86e
'~datasetName': Blank
'~datasetSource': Empty dataset
'~scmData':
gitCommit: 12f37e33505f4505e314ac2b99b66e40c225fd4f
Generated on Wed 10 Oct 2012 08:35:02

## CDCM Revenues
1001. CDCM Target Revenue Calculations (£m)
Description | Licence Term | CRC | 2013/14
Base Demand Before Inflation (A1) | PUt | CRC3 | 408.3
RPI Effective % (A2) | PIADt | CRC3 | 53.6999
Merger adjustment (A3) | MGt | CRC3
Base Demand Revenue (A): [A = A1 * A2 - A3] | BRt | CRC3 | 461.9999
Pass-Through Business Rates (B1) | RBt | CRC4 | -1.5344
Pass-Through Licence Fees (B2) | LFt | CRC4 | -0.13279
Pass-Through Transmission Exit (B3) | TBt | CRC4 | 0.83211
Price Control Reopener (B4) | UNCt | CRC4
Pass-Through Others (B5) | MPTt, HBt, IEDt | CRC4 | 0
Allowed Pass-Through Items (B): [B = B1 + B2 + B3 +B4 + B5] | PTt | CRC3 | -0.83512
Losses Incentive (C1) | UILt | CRC7 | 0
| PCOLt | CRC7 | 0
| -COLt | CRC7 | -4.5
| PPLt | CRC7 | 1.7
Quality of service incentive adjustment (C2) | IQt | CRC8 | 4.6533
Transmission connection point charges incentive adjustment (C3) | ITt | CRC9 | 0.1106
Innovation funding incentive adjustment (C4) | IFIt | CRC10 | 1.9521
Incentive revenue for Distributed Generation (C5) | IGt | CRC11 | 2.2611
Connection Guaranteed Standards Systems & Processes penalty (C6) | CGSRAt,CGSSPt & AUMt | CRC12 | 0
Low Carbon Networks Fund (C7) | LCN1t | CRC13 | 5.208
| LCN2t | CRC13 | 1.3004
| LCN3t | CRC13
Incentive Revenue and Other Adjustments (C): [C = C1 + C2 + C3 + C4 + C5 + C6 + C7] |  |  | 12.6855
Correction Factor (D) | -Kt | CRC3 | 15.1879
Tax Trigger Mechanism Adjustment (E) | CTRAt | CRC3 | -3.8075
Total allowed Revenue (F): [F= A + B + C + D + E] | ARt |  | 485.2307
Other 1. Excluded services - Top-up, standby, and enhanced system security (G1) (see note 1) | ES4 | CRC15 | 9.71
Other 2. Excluded services - Revenue protection services (G2) (see note 1) | ES5 | CRC15
Other 3. Excluded services - Miscellaneous (G3) (see note 1) | ES7 | CRC15
Other 4. - blank or if required please provide description (G4)
Other 5. - blank or if required please provide description (G5)
Total Other Revenue to be recovered by Use of System Charges (G): [G = G1 + G2 + G3 + G4 +G5] |  |  | 9.71
Total Revenue for Use of System Charges (H): [H =F + G] |  |  | 494.9407
1. Revenue raised outside CDCM - EDCM and Certain Interconnector Revenue (I1) |  |  | 13.108
2. Revenue raised outside CDCM - Voluntary under-recovery (I2)
3. Revenue raised outside CDCM - blank or if required please provide description (I3)
4. Revenue raised outside CDCM - blank or if required please provide description (I4)
Total Revenue to be raised outside the CDCM (I): [I = I1 + I2 + I3 + I4] |  |  | 13.108
CDCM Target Revenue (J): [J = H - I] |  |  | 481.8327
Note 1: Cost categories associated with excluded services should only be populated if the Company recovers the costs of providing these services from Use of System charges.

## Input
r6140: Input data for Electricity North West in 2013/14 (April 2013 Indicative)
This sheet contains all the input data (except LLFCs, which are entered directly into the Tariff sheet).
1000. Company, charging year, data version
| Company | Year | Version
Company, charging year, data version | Electricity North West | 2013/14 | April 2013 Indicative
1010. Financial and general assumptions
Sources: financial assumptions; calendar; network model.
These financial assumptions determine the annuity rate applied to convert the asset values of the network model into an annual charge.
| Rate of return | Annualisation period (years) | Annuity proportion for customer-contributed assets | Power factor | Days in the charging year
Financial and general assumptions | 5.6% | 40 | 0 | 0.95 | 365
1017. Diversity allowance between top and bottom of network level
Source: operational data analysis and/or network model.
The diversity figure against GSP is the diversity between GSP Group (the whole system) and individual GSPs.
The diversity figure against 132kV is the diversity between GSPs (the top of the 132kV network) and 132kV/EHV bulk supply points (the bottom of the 132kV network).
The diversity figure against EHV is the diversity between 132kV/EHV bulk supply points (the top of the EHV network) and EHV/HV primary substations (the bottom of the EHV network).
The diversity figure against HV is the diversity between EHV/HV primary substations (the top of the HV network) and HV/LV substations (the bottom of the HV network).
Diversity allowance between top and bottom of network level
GSPs | 8.478%
132kV | 4.308%
132kV/EHV
EHV | 8.501%
EHV/HV
HV | 33.41%
HV/LV
LV circuits
1018. Proportion of relevant load going through 132kV/HV direct transformation
132kV/HV
EHV/HV | 0%
1019. Network model GSP peak demand (MW)
Network model GSP peak demand (MW)
Network model GSP peak demand (MW) | 500
1020. Gross asset cost by network level (£)
Gross assets £
132kV | 42397008
132kV/EHV | 39106356
EHV | 59607696
EHV/HV | 73812370
132kV/HV
HV | 107231851
HV/LV | 92686127
LV circuits | 55106404
1022. LV service model asset cost (£)
| LV service model 1 | LV service model 2 | LV service model 3 | LV service model 4 | LV service model 5 | LV service model 6 | LV service model 7 | LV service model 8
LV service model asset cost (£) | 9108 | 455 | 2089 | 6118 | 242 |  | 0 | 0
1023. HV service model asset cost (£)
| HV service model 1 | HV service model 2 | HV service model 3 | HV service model 4 | HV service model 5
HV service model asset cost (£) | 23578 | 17965 | 1114 | 0 | 0
1025. Matrix of applicability of LV service models to tariffs with fixed charges
| LV service model 1 | LV service model 2 | LV service model 3 | LV service model 4 | LV service model 5 | LV service model 6 | LV service model 7 | LV service model 8
Domestic Unrestricted | 5% | 0% | 0% | 0% |  |  | 0% | 0%
Domestic Two Rate | 5% | 0% | 0% | 0% |  |  | 0% | 0%
Small Non Domestic Unrestricted | 0% | 100% | 0% | 0% |  |  | 0% | 0%
Small Non Domestic Two Rate | 0% | 100% | 0% | 0% |  |  | 0% | 0%
LV Medium Non-Domestic |  | 14.13% | 85.87% | 0% |  |  | 0% | 0%
LV Sub Medium Non-Domestic | 0% |  |  | 100% |  |  | 0% | 0%
LV HH Metered | 0% |  | 100% | 0% |  |  | 0% | 0%
LV Sub HH Metered | 0% |  |  | 100% |  |  | 0% | 0%
LV Generation NHH | 0% | 0% | 0% |  |  |  | 0% | 0%
LV Sub Generation NHH | 0% | 0% | 0% |  |  |  | 0% | 0%
LV Generation Intermittent | 0% | 0% | 0% |  |  |  | 0% | 0%
LV Generation Non-Intermittent
LV Sub Generation Intermittent
LV Sub Generation Non-Intermittent | 0% | 0% | 0% | 0% | 0% | 0% | 0% | 0%
1026. Matrix of applicability of LV service models to unmetered tariffs
Source: service models
Proportion of service model involved in connecting load of 1 MWh/year
| LV service model 1 | LV service model 2 | LV service model 3 | LV service model 4 | LV service model 5 | LV service model 6 | LV service model 7 | LV service model 8
All LV unmetered tariffs | 0 | 0 | 0 | 0 | 2.874 |  | 0 | 0
1028. Matrix of applicability of HV service models to tariffs with fixed charges
| HV service model 1 | HV service model 2 | HV service model 3 | HV service model 4 | HV service model 5
HV Medium Non-Domestic |  | 100% | 0% | 0% | 0%
HV HH Metered |  | 100% | 0% | 0% | 0%
HV Sub HH Metered | 100% |  | 0% | 0% | 0%
HV Generation Intermittent | 0% | 0% | 100% | 0% | 0%
HV Generation Non-Intermittent | 0% | 0% | 100% | 0% | 0%
HV Sub Generation Intermittent |  |  | 100%
HV Sub Generation Non-Intermittent |  |  | 100%
1032. Loss adjustment factors to transmission
Source: losses model or loss adjustment factors at time of system peak.
| 132kV | 132kV/EHV | EHV | EHV/HV | HV | HV/LV | LV circuits
Loss adjustment factor | 1.01 | 1.015 | 1.021 | 1.027 | 1.039 | 1.052 | 1.102
1037. Embedded network (LDNO) discounts
Source: separate price control disaggregation model.
| No discount | LDNO LV: LV user | LDNO HV: LV user | LDNO HV: LV sub user | LDNO HV: HV user
LDNO discount |  | 32.55% | 54.78% | 30.95% | 19.32%
1041. Load profile data for demand users
Source: load data analysis.
| Coincidence factor | Load factor
Domestic Unrestricted | 0.90796 | 0.41564
Domestic Two Rate | 0.30345 | 0.21807
Domestic Off Peak (related MPAN) |  | 0.14767
Small Non Domestic Unrestricted | 0.64968 | 0.35601
Small Non Domestic Two Rate | 0.68783 | 0.49388
Small Non Domestic Off Peak (related MPAN) |  | 0.14846
LV Medium Non-Domestic | 0.80217 | 0.53026
LV Sub Medium Non-Domestic | 0.78052 | 0.52209
HV Medium Non-Domestic | 0.63472 | 0.41215
LV HH Metered | 0.5871 | 0.50299
LV Sub HH Metered | 0.668 | 0.49999
HV HH Metered | 0.79759 | 0.6709
HV Sub HH Metered | 0.79759 | 0.6709
NHH UMS category A | 1 | 1
NHH UMS category B | 1 | 0.47434
NHH UMS category C | 1 | 0.25802
NHH UMS category D | 0 | 0.55379
LV UMS (Pseudo HH Metered) | 0.78479 | 0.49633
1053. Volume forecasts for the charging year
Source: forecast.
Please include MPAN counts for tariffs with no fixed charge (e.g. off-peak tariffs),
but exclude MPANs on tariffs with a fixed charge that are not subject to a fixed charge due to a site grouping arrangement.
| Rate 1 units (MWh) | Rate 2 units (MWh) | Rate 3 units (MWh) | MPANs | Import capacity (kVA) | Reactive power units (MVArh)
> Domestic Unrestricted
Domestic Unrestricted | 7399575.6677 |  |  | 1966268.3959
LDNO LV: Domestic Unrestricted | 26689.5829 |  |  | 9397.7911
LDNO HV: Domestic Unrestricted | 15619.8291 |  |  | 5268.2943
> Domestic Two Rate
Domestic Two Rate | 672421.3915 | 550720.3386 |  | 193198.5047
LDNO LV: Domestic Two Rate | 205.2016 | 90.0604 |  | 101.6784
LDNO HV: Domestic Two Rate | 1719.092 | 977.9354 |  | 692.7685
> Domestic Off Peak (related MPAN)
Domestic Off Peak (related MPAN) | 29089.7382 |  |  | 7812.8719
LDNO LV: Domestic Off Peak (related MPAN) | 0 |  |  | 0
LDNO HV: Domestic Off Peak (related MPAN) | 0 |  |  | 0
> Small Non Domestic Unrestricted
Small Non Domestic Unrestricted | 1773367.1718 |  |  | 119240.625
LDNO LV: Small Non Domestic Unrestricted | 2067.9858 |  |  | 280.6322
LDNO HV: Small Non Domestic Unrestricted | 2138.6395 |  |  | 231.8266
> Small Non Domestic Two Rate
Small Non Domestic Two Rate | 580219.8807 | 225877.3992 |  | 30821.3139
LDNO LV: Small Non Domestic Two Rate | 22.2191 | 7.4831 |  | 4.0671
LDNO HV: Small Non Domestic Two Rate | 364.6494 | 110.7007 |  | 10.8457
> Small Non Domestic Off Peak (related MPAN)
Small Non Domestic Off Peak (related MPAN) | 29762.1609 |  |  | 4537.4439
LDNO LV: Small Non Domestic Off Peak (related MPAN) | 0 |  |  | 0
LDNO HV: Small Non Domestic Off Peak (related MPAN) | 0 |  |  | 0
> LV Medium Non-Domestic
LV Medium Non-Domestic | 1029276.3014 | 253869.7108 |  | 11223.9828
LDNO LV: LV Medium Non-Domestic | 0 | 0 |  | 1.3557
LDNO HV: LV Medium Non-Domestic | 379.3854 | 85.4719 |  | 12.2014
> LV Sub Medium Non-Domestic
LV Sub Medium Non-Domestic | 34485.9618 | 9407.0687 |  | 348.7533
> HV Medium Non-Domestic
HV Medium Non-Domestic | 8641.9162 | 2565.3354 |  | 68.5556
> LV HH Metered
LV HH Metered | 115710.0414 | 661020.2533 | 808010.3354 | 4948.4112 | 752209.7968 | 116363.0644
LDNO LV: LV HH Metered | 0 | 0 | 0 | 0 | 0 | 0
LDNO HV: LV HH Metered | 0 | 0 | 0 | 0 | 0 | 0
> LV Sub HH Metered
LV Sub HH Metered | 93144.0428 | 545943.1064 | 688947.0248 | 1830.2775 | 631754.0139 | 99562.5146
LDNO HV: LV Sub HH Metered | 0 | 0 | 0 | 0 | 0 | 0
> HV HH Metered
HV HH Metered | 348070.4656 | 1911997.1742 | 2977880.4572 | 1964.4375 | 1834857.0807 | 309733.7512
LDNO HV: HV HH Metered | 0 | 0 | 0 | 0 | 0 | 0
> HV Sub HH Metered
HV Sub HH Metered | 0 | 0 | 0 | 0 | 0 | 0
> NHH UMS category A
NHH UMS category A | 43147.2815 |  |  | 248
LDNO LV: NHH UMS category A
LDNO HV: NHH UMS category A
> NHH UMS category B
NHH UMS category B | 13421.5478 |  |  | 401
LDNO LV: NHH UMS category B | 38.1552 |  |  | 19
LDNO HV: NHH UMS category B | 72.3582 |  |  | 10
> NHH UMS category C
NHH UMS category C | 1.3947 |  |  | 1
LDNO LV: NHH UMS category C
LDNO HV: NHH UMS category C
> NHH UMS category D
NHH UMS category D
LDNO LV: NHH UMS category D
LDNO HV: NHH UMS category D
> LV UMS (Pseudo HH Metered)
LV UMS (Pseudo HH Metered) | 9424.2316 | 33565.9732 | 236161.07 | 23
LDNO LV: LV UMS (Pseudo HH Metered) | 0 | 0 | 0 | 0
LDNO HV: LV UMS (Pseudo HH Metered) | 0 | 0 | 0 | 0
> LV Generation NHH
LV Generation NHH | 878.9628 |  |  | 51
LDNO LV: LV Generation NHH | 0 |  |  | 0
LDNO HV: LV Generation NHH | 0 |  |  | 0
> LV Sub Generation NHH
LV Sub Generation NHH | 0 |  |  | 0
LDNO HV: LV Sub Generation NHH | 0 |  |  | 0
> LV Generation Intermittent
LV Generation Intermittent | 3907.8049 |  |  | 39 |  | 1417.9368
LDNO LV: LV Generation Intermittent | 0 |  |  | 0 |  | 0
LDNO HV: LV Generation Intermittent | 0 |  |  | 0 |  | 0
> LV Generation Non-Intermittent
LV Generation Non-Intermittent | 38.187 | 77.6749 | 115.0782 | 6 |  | 26.1763
LDNO LV: LV Generation Non-Intermittent | 0 | 0 | 0 | 0 |  | 0
LDNO HV: LV Generation Non-Intermittent | 0 | 0 | 0 | 0 |  | 0
> LV Sub Generation Intermittent
LV Sub Generation Intermittent | 162.8025 |  |  | 3 |  | 9.3101
LDNO HV: LV Sub Generation Intermittent | 0 |  |  | 0 |  | 0
> LV Sub Generation Non-Intermittent
LV Sub Generation Non-Intermittent | 191.5877 | 148.8503 | 129.9835 | 9 |  | 765.0903
LDNO HV: LV Sub Generation Non-Intermittent | 0 | 0 | 0 | 0 |  | 0
> HV Generation Intermittent
HV Generation Intermittent | 113862.3535 |  |  | 33 |  | 7606.1688
LDNO HV: HV Generation Intermittent | 0 |  |  | 0 |  | 0
> HV Generation Non-Intermittent
HV Generation Non-Intermittent | 30117.8778 | 148032.7248 | 369275.9854 | 97 |  | 12285.0498
LDNO HV: HV Generation Non-Intermittent | 0 | 0 | 0 | 0 |  | 0
> HV Sub Generation Intermittent
HV Sub Generation Intermittent | 0 |  |  | 0 |  | 0
> HV Sub Generation Non-Intermittent
HV Sub Generation Non-Intermittent | 0 | 0 | 0 | 0 |  | 0
1055. Transmission exit charges (£/year)
Source: forecast.
Transmission exit
Transmission exit charges (£/year) | 16923397
1059. Other expenditure
| Direct cost (£/year) | Indirect cost (£/year) | Indirect cost proportion | Network rates (£/year)
Other expenditure | 28775497.3362 | 113122579.7572 | 60% | 24417835.7209
1060. Customer contributions under current connection charging policy
Source: analysis of expenditure data and/or survey of capital expenditure schemes.
Customer contribution percentages by network level of supply and by asset network level.
These proportions should reflect the current connection charging method, not necessarily the method that was in place when the connection was built.
| Assets 132kV | Assets 132kV/EHV | Assets EHV | Assets EHV/HV | Assets 132kV/HV | Assets HV | Assets HV/LV | Assets LV circuits
LV network |  |  | 0% | 0% | 0% | 30% | 30% | 97%
LV substation |  |  | 0% | 0% |  | 30% | 97%
HV network |  |  |  | 57% |  | 91%
HV substation |  |  | 57% | 92%
1061. Average split of rate 1 units by distribution time band
| Red | Amber | Green
Domestic Two Rate | 9.258% | 36.28% | 54.47%
Domestic Off Peak (related MPAN) | 0.2375% | 8.976% | 90.79%
Small Non Domestic Two Rate | 8.206% | 48.5% | 43.29%
Small Non Domestic Off Peak (related MPAN) | 0.1025% | 5.702% | 94.2%
LV Medium Non-Domestic | 8.918% | 51.06% | 40.02%
LV Sub Medium Non-Domestic | 8.98% | 52.09% | 38.93%
HV Medium Non-Domestic | 8.835% | 53.15% | 38.02%
1062. Average split of rate 2 units by distribution time band
| Red | Amber | Green
Domestic Two Rate | 0% | 0% | 100%
Small Non Domestic Two Rate | 0% | 0% | 100%
LV Medium Non-Domestic | 0% | 0% | 100%
LV Sub Medium Non-Domestic | 0% | 0% | 100%
HV Medium Non-Domestic | 0% | 0% | 100%
1064. Average split of rate 1 units by special distribution time band
| Black | Yellow | Green
NHH UMS category A | 1.963% | 34.67% | 63.36% | continuous
NHH UMS category B | 3.632% | 8.968% | 87.4% | dusk to dawn
NHH UMS category C | 6.886% | 17.59% | 75.52% | part night
NHH UMS category D | 0.8382% | 55.93% | 43.23% | dawn to dusk
1066. Typical annual hours by special distribution time band
Source: definition of distribution time bands.
The figures in this table will be automatically adjusted to match the number of days in the charging period.
| Black | Yellow | Green
Annual hours | 172 | 3037.5 | 5550.5
1068. Typical annual hours by distribution time band
Source: definition of distribution time bands.
The figures in this table will be automatically adjusted to match the number of days in the charging period.
| Red | Amber | Green
Annual hours | 522 | 2687.5 | 5550.5
1069. Peaking probabilities by network level
Source: analysis of network operation data.
Red, amber and green peaking probabilities
| Red | Amber | Green | Black peaking probabilities
GSPs | 72.3% | 20.29% | 7.407% | 72.29%
132kV | 63.38% | 28.24% | 8.715% | 62.34%
132kV/EHV | 63.38% | 28.24% | 8.715% | 62.34%
EHV | 56.95% | 33.71% | 9.349% | 57.86%
EHV/HV | 56.95% | 33.71% | 9.349% | 57.86%
132kV/HV |  |  | 0%
HV | 56.95% | 33.71% | 9.349% | 57.86%
HV/LV | 56.95% | 33.71% | 9.349% | 57.86%
LV circuits | 56.95% | 33.71% | 9.349% | 57.86%
1076. Target revenue
Source: CDCM Revenues
CDCM Target Revenue (£/year)
Target revenue | 481832687.9937
1092. Average kVAr by kVA, by network level
Source: analysis of operational data.
This is the average of MVAr/MVA or SQRT(1-PF^2) across relevant network elements.
| GSPs | 132kV | 132kV/EHV | EHV | EHV/HV | 132kV/HV | HV | HV/LV | LV circuits
Average kVAr by kVA, by network level | 0.25182 | 0.25182 | 0.2502 | 0.2502 | 0.26296 |  | 0.26296 | 0.26296 | 0.26296
1201. Current tariff information
| Current revenues if known (£) | Current Unit rate 1 p/kWh | Current Unit rate 2 p/kWh | Current Unit rate 3 p/kWh | Current Fixed charge p/MPAN/day | Current Capacity charge p/kVA/day | Current Reactive power charge p/kVArh
Domestic Unrestricted |  | 2.54 | 0 | 0 | 3.32 | 0 | 0
Domestic Two Rate |  | 2.875 | 0.258 | 0 | 3.32 | 0 | 0
Domestic Off Peak (related MPAN) |  | 0.251 | 0 | 0 | 0 | 0 | 0
Small Non Domestic Unrestricted |  | 2.056 | 0 | 0 | 3.32 | 0 | 0
Small Non Domestic Two Rate |  | 2.282 | 0.211 | 0 | 3.32 | 0 | 0
Small Non Domestic Off Peak (related MPAN) |  | 0.224 | 0 | 0 | 0 | 0 | 0
LV Medium Non-Domestic |  | 1.972 | 0.17 | 0 | 25.03 | 0 | 0
LV Sub Medium Non-Domestic |  | 1.633 | 0.134 | 0 | 59.25 | 0 | 0
HV Medium Non-Domestic |  | 1.026 | 0.069 | 0 | 240.38 | 0 | 0
LV HH Metered |  | 8.918 | 0.622 | 0.095 | 11.5 | 3.38 | 0.242
LV Sub HH Metered |  | 9.693 | 0.612 | 0.094 | 33.69 | 3.29 | 0.245
HV HH Metered |  | 7.442 | 0.378 | 0.06 | 98.93 | 3.14 | 0.169
HV Sub HH Metered |  | 5.79 | 0.236 | 0.039 | 129.84 | 2.2 | 0.14
NHH UMS category A |  | 3.059
NHH UMS category B |  | 3.059
NHH UMS category C |  | 3.059
NHH UMS category D |  | 3.059
LV UMS (Pseudo HH Metered) |  | 27.498 | 3.57 | 1.878

## Tariffs
r6140: Tariffs for Electricity North West in 2013/14 (April 2013 Indicative)
3701. Tariffs
Data sources:
x1 = 3607. Unit rate 1 p/kWh (in Tariffs)
x2 = 3607. Unit rate 2 p/kWh (in Tariffs)
x3 = 3607. Unit rate 3 p/kWh (in Tariffs)
x4 = 3607. Fixed charge p/MPAN/day (in Tariffs)
x5 = 3607. Capacity charge p/kVA/day (in Tariffs)
x6 = 3607. Reactive power charge p/kVArh (in Tariffs)
Kind: | Input data | Fixed data | Copy cells | Copy cells | Copy cells | Copy cells | Copy cells | Copy cells | Input data
Formula: |  |  | = x1 | = x2 | = x3 | = x4 | = x5 | = x6
| Open LLFCs | PCs | Unit rate 1 p/kWh | Unit rate 2 p/kWh | Unit rate 3 p/kWh | Fixed charge p/MPAN/day | Capacity charge p/kVA/day | Reactive power charge p/kVArh | Closed LLFCs
Domestic Unrestricted | 011, 041, 441, 511 | 1 | 2.887 | 0 | 0 | 3.42 | 0 | 0
Domestic Two Rate | 031, 051, 061, 451, 531 | 2 | 2.992 | 0.291 | 0 | 3.42 | 0 | 0
Domestic Off Peak (related MPAN) | 081, 581 | 2 | 0.304 | 0 | 0 | 0 | 0 | 0
Small Non Domestic Unrestricted | 131, 191, 631 | 3 | 2.412 | 0 | 0 | 3.42 | 0 | 0
Small Non Domestic Two Rate | 161, 171, 661 | 4 | 2.553 | 0.251 | 0 | 3.42 | 0 | 0
Small Non Domestic Off Peak (related MPAN) | 091, 591 | 4 | 0.252 | 0 | 0 | 0 | 0 | 0
LV Medium Non-Domestic | 241, 431, 481, 751 | 5-8 | 2.448 | 0.225 | 0 | 24.2 | 0 | 0
LV Sub Medium Non-Domestic | 242, 432, 482, 752 | 5-8 | 2.07 | 0.186 | 0 | 57.08 | 0 | 0
HV Medium Non-Domestic |  | 5-8 | 1.44 | 0.123 | 0 | 254.67 | 0 | 0 | 483, 753
LV HH Metered | 801 | 0 | 11.537 | 0.941 | 0.142 | 11.93 | 3.35 | 0.316
LV Sub HH Metered | 802 | 0 | 11.547 | 0.89 | 0.137 | 34.94 | 3.29 | 0.297
HV HH Metered | 803 | 0 | 8.823 | 0.608 | 0.098 | 102.6 | 3.19 | 0.206
HV Sub HH Metered |  | 0 | 7.207 | 0.452 | 0.076 | 134.66 | 2.25 | 0.175 | 804
NHH UMS category A | 761 | 8 | 2.719 | 0 | 0 | 0 | 0 | 0
NHH UMS category B | 771 | 1 | 3.183 | 0 | 0 | 0 | 0 | 0
NHH UMS category C | 781 | 1 | 4.587 | 0 | 0 | 0 | 0 | 0
NHH UMS category D | 791 | 1 | 2.439 | 0 | 0 | 0 | 0 | 0
LV UMS (Pseudo HH Metered) | 811 | 0 | 42.508 | 2.471 | 1.622 | 0 | 0 | 0
LV Generation NHH | 961 | 8 | -0.898 | 0 | 0 | 0 | 0 | 0
LV Sub Generation NHH | 962 | 8 | -0.7 | 0 | 0 | 0 | 0 | 0
LV Generation Intermittent | 971 | 0 | -0.898 | 0 | 0 | 0 | 0 | 0.229
LV Generation Non-Intermittent | 981 | 0 | -8.907 | -0.931 | -0.129 | 0 | 0 | 0.229
LV Sub Generation Intermittent | 972 | 0 | -0.7 | 0 | 0 | 0 | 0 | 0.185
LV Sub Generation Non-Intermittent | 982 | 0 | -7.001 | -0.716 | -0.1 | 0 | 0 | 0.185
HV Generation Intermittent | 973 | 0 | -0.444 | 0 | 0 | 6.36 | 0 | 0.125
HV Generation Non-Intermittent | 983 | 0 | -4.546 | -0.435 | -0.062 | 6.36 | 0 | 0.125
HV Sub Generation Intermittent |  | 0 | -0.294 | 0 | 0 | 6.36 | 0 | 0.07 | 974
HV Sub Generation Non-Intermittent |  | 0 | -3.111 | -0.271 | -0.04 | 6.36 | 0 | 0.07 | 984
LDNO LV: Domestic Unrestricted |  | 1 | 1.947 | 0 | 0 | 2.31 | 0 | 0
LDNO LV: Domestic Two Rate |  | 2 | 2.018 | 0.196 | 0 | 2.31 | 0 | 0
LDNO LV: Domestic Off Peak (related MPAN) |  | 2 | 0.205 | 0 | 0 | 0 | 0 | 0
LDNO LV: Small Non Domestic Unrestricted |  | 3 | 1.627 | 0 | 0 | 2.31 | 0 | 0
LDNO LV: Small Non Domestic Two Rate |  | 4 | 1.722 | 0.169 | 0 | 2.31 | 0 | 0
LDNO LV: Small Non Domestic Off Peak (related MPAN) |  | 4 | 0.17 | 0 | 0 | 0 | 0 | 0
LDNO LV: LV Medium Non-Domestic |  | 5-8 | 1.651 | 0.152 | 0 | 16.32 | 0 | 0
LDNO LV: LV HH Metered |  | 0 | 7.782 | 0.635 | 0.096 | 8.05 | 2.26 | 0.213
LDNO LV: NHH UMS category A |  | 8 | 1.834 | 0 | 0 | 0 | 0 | 0
LDNO LV: NHH UMS category B |  | 1 | 2.147 | 0 | 0 | 0 | 0 | 0
LDNO LV: NHH UMS category C |  | 1 | 3.094 | 0 | 0 | 0 | 0 | 0
LDNO LV: NHH UMS category D |  | 1 | 1.645 | 0 | 0 | 0 | 0 | 0
LDNO LV: LV UMS (Pseudo HH Metered) |  | 0 | 28.672 | 1.667 | 1.094 | 0 | 0 | 0
LDNO LV: LV Generation NHH |  | 8 | -0.898 | 0 | 0 | 0 | 0 | 0
LDNO LV: LV Generation Intermittent |  | 0 | -0.898 | 0 | 0 | 0 | 0 | 0.229
LDNO LV: LV Generation Non-Intermittent |  | 0 | -8.907 | -0.931 | -0.129 | 0 | 0 | 0.229
LDNO HV: Domestic Unrestricted |  | 1 | 1.306 | 0 | 0 | 1.55 | 0 | 0
LDNO HV: Domestic Two Rate |  | 2 | 1.353 | 0.132 | 0 | 1.55 | 0 | 0
LDNO HV: Domestic Off Peak (related MPAN) |  | 2 | 0.137 | 0 | 0 | 0 | 0 | 0
LDNO HV: Small Non Domestic Unrestricted |  | 3 | 1.091 | 0 | 0 | 1.55 | 0 | 0
LDNO HV: Small Non Domestic Two Rate |  | 4 | 1.155 | 0.114 | 0 | 1.55 | 0 | 0
LDNO HV: Small Non Domestic Off Peak (related MPAN) |  | 4 | 0.114 | 0 | 0 | 0 | 0 | 0
LDNO HV: LV Medium Non-Domestic |  | 5-8 | 1.107 | 0.102 | 0 | 10.94 | 0 | 0
LDNO HV: LV HH Metered |  | 0 | 5.218 | 0.426 | 0.064 | 5.4 | 1.52 | 0.143
LDNO HV: LV Sub HH Metered |  | 0 | 7.974 | 0.615 | 0.095 | 24.13 | 2.27 | 0.205
LDNO HV: HV HH Metered |  | 0 | 7.118 | 0.491 | 0.079 | 82.78 | 2.57 | 0.166
LDNO HV: NHH UMS category A |  | 8 | 1.23 | 0 | 0 | 0 | 0 | 0
LDNO HV: NHH UMS category B |  | 1 | 1.439 | 0 | 0 | 0 | 0 | 0
LDNO HV: NHH UMS category C |  | 1 | 2.074 | 0 | 0 | 0 | 0 | 0
LDNO HV: NHH UMS category D |  | 1 | 1.103 | 0 | 0 | 0 | 0 | 0
LDNO HV: LV UMS (Pseudo HH Metered) |  | 0 | 19.224 | 1.117 | 0.734 | 0 | 0 | 0
LDNO HV: LV Generation NHH |  | 8 | -0.898 | 0 | 0 | 0 | 0 | 0
LDNO HV: LV Sub Generation NHH |  | 8 | -0.7 | 0 | 0 | 0 | 0 | 0
LDNO HV: LV Generation Intermittent |  | 0 | -0.898 | 0 | 0 | 0 | 0 | 0.229
LDNO HV: LV Generation Non-Intermittent |  | 0 | -8.907 | -0.931 | -0.129 | 0 | 0 | 0.229
LDNO HV: LV Sub Generation Intermittent |  | 0 | -0.7 | 0 | 0 | 0 | 0 | 0.185
LDNO HV: LV Sub Generation Non-Intermittent |  | 0 | -7.001 | -0.716 | -0.1 | 0 | 0 | 0.185
LDNO HV: HV Generation Intermittent |  | 0 | -0.444 | 0 | 0 | 0 | 0 | 0.125
LDNO HV: HV Generation Non-Intermittent |  | 0 | -4.546 | -0.435 | -0.062 | 0 | 0 | 0.125

## Summary
r6140: Summary statistics for Electricity North West in 2013/14 (April 2013 Indicative)
This sheet is for information only. It can be deleted without affecting any calculations elsewhere in the model.
3801. Workbook build options and main parameters
Include a 132kV/HV network level
Network model: 500 MW at time of GSP peak
Coincidence correction factors grouped for UMS
Standing charges factors: 100/0/0 LV NHH, 100/100/20 network, 100/100/0 substation
Put some 132kV costs into HV capacity charges
Operating expenditure allocated by asset values
LV circuit costs by exit point for all small NHH demand
Revenue matching by £/kW/year at transmission exit level
Scaler subject to capping of each tariff component to zero
Data sources:
x1 = 1010. Annuity proportion for customer-contributed assets (in Financial and general assumptions)
x2 = 3606. Total net revenues from scaler (£) (in Revenue forecast summary)
x3 = 3606. Deviation from target revenue (£) (in Revenue forecast summary)
x4 = Deviation from target revenue (£) (copy) (in Workbook build options and main parameters)
x5 = 3402. Target net income from all use of system charges (£/year)
Kind: | Copy cells | Copy cells | Copy cells | Calculation
Formula: | = x1 | = x2 | = x3 | =x4/x5
| Annuity proportion for customer-contributed assets | Total net revenues from scaler (£) | Deviation from target revenue (£) | Over/under recovery
Workbook build options and main parameters | 0 | 145322707.2205 | 5731.2783 | 0.001189%
3802. Revenue summary
Data sources:
x1 = 1053. Rate 1 units (MWh) by tariff (in Volume forecasts for the charging year)
x2 = 1053. Rate 2 units (MWh) by tariff (in Volume forecasts for the charging year)
x3 = 1053. Rate 3 units (MWh) by tariff (in Volume forecasts for the charging year)
x4 = 1053. MPANs by tariff (in Volume forecasts for the charging year)
x5 = 1010. Days in the charging year (in Financial and general assumptions)
x6 = 3607. Fixed charge p/MPAN/day (in Tariffs)
x7 = 3607. Capacity charge p/kVA/day (in Tariffs)
x8 = 1053. Import capacity (kVA) by tariff (in Volume forecasts for the charging year)
x9 = 3607. Unit rate 1 p/kWh (in Tariffs)
x10 = 3607. Unit rate 2 p/kWh (in Tariffs)
x11 = 3607. Unit rate 3 p/kWh (in Tariffs)
x12 = 3607. Reactive power charge p/kVArh (in Tariffs)
x13 = 1053. Reactive power units (MVArh) by tariff (in Volume forecasts for the charging year)
x14 = All units (MWh) (in Revenue summary)
x15 = Net revenues (£) (in Revenue summary)
x16 = MPANs by tariff (in Volume forecasts for the charging year) (copy) (in Revenue summary)
x17 = Revenues from unit rates (£) (in Revenue summary)
x18 = Net revenues from unit rate 1 (£) (in Revenue summary)
x19 = Net revenues from unit rate 2 (£) (in Revenue summary)
x20 = Net revenues from unit rate 3 (£) (in Revenue summary)
x21 = Revenues from fixed charges (£) (in Revenue summary)
x22 = Revenues from capacity charges (£) (in Revenue summary)
x23 = Revenues from reactive power charges (£) (in Revenue summary)
Kind: | Calculation | Copy cells | Calculation | Calculation | Calculation | Calculation | Calculation | Calculation | Calculation | Calculation | Calculation | Calculation | Calculation | Calculation | Calculation | Calculation | Calculation | Calculation | Calculation
Formula: | =x1+x2+x3 | = x4 | =0.01*x5*(x6*x4+x7*x8)+10*(x9*x1+x10*x2+x11*x3+x12*x13) | =10*(x9*x1+x10*x2+x11*x3) | =x6*x5*x4/100 | =x7*x5*x8/100 | =x12*x13*10 | =IF(x14<>0,0.1*x15/x14,"") | =IF(x16<>0,x15/x16,"") | =IF(x14<>0,0.1*x17/x14,0) | =x9*x1*10 | =x10*x2*10 | =x11*x3*10 | =IF(x17<>0,x18/x17,"") | =IF(x17<>0,x19/x17,"") | =IF(x17<>0,x20/x17,"") | =IF(x15<>0,x21/x15,"") | =IF(x15<>0,x22/x15,"") | =IF(x15<>0,x23/x15,"")
| All units (MWh) | MPANs | Net revenues (£) | Revenues from unit rates (£) | Revenues from fixed charges (£) | Revenues from capacity charges (£) | Revenues from reactive power charges (£) | Average p/kWh | Average £/MPAN | Average unit rate p/kWh | Net revenues from unit rate 1 (£) | Net revenues from unit rate 2 (£) | Net revenues from unit rate 3 (£) | Rate 1 revenue proportion | Rate 2 revenue proportion | Rate 3 revenue proportion | Fixed charge proportion | Capacity charge proportion | Reactive power charge proportion
> Domestic Unrestricted
Domestic Unrestricted | 7399575.6677 | 1966268.3959 | 238170677.9118 | 213625749.5255 | 24544928.3863 | 0 | 0 | 3.2187 | 121.1283 | 2.887 | 213625749.5255 | 0 | 0 | 100% | 0% | 0% | 10.31% | 0% | 0%
LDNO LV: Domestic Unrestricted | 26689.5829 | 9397.7911 | 598883.6549 | 519646.1797 | 79237.4753 | 0 | 0 | 2.2439 | 63.726 | 1.947 | 519646.1797 | 0 | 0 | 100% | 0% | 0% | 13.23% | 0% | 0%
LDNO HV: Domestic Unrestricted | 15619.8291 | 5268.2943 | 233800.3426 | 203994.9677 | 29805.375 | 0 | 0 | 1.4968 | 44.3788 | 1.306 | 203994.9677 | 0 | 0 | 100% | 0% | 0% | 12.75% | 0% | 0%
> Domestic Two Rate
Domestic Two Rate | 1223141.7302 | 193198.5047 | 24133141.1536 | 21721444.2192 | 2411696.9344 | 0 | 0 | 1.973 | 124.9137 | 1.7759 | 20118848.0338 | 1602596.1855 | 0 | 92.62% | 7.378% | 0% | 9.993% | 0% | 0%
LDNO LV: Domestic Two Rate | 295.2621 | 101.6784 | 5174.7884 | 4317.4874 | 857.301 | 0 | 0 | 1.7526 | 50.8937 | 1.4623 | 4140.9689 | 176.5185 | 0 | 95.91% | 4.088% | 0% | 16.57% | 0% | 0%
LDNO HV: Domestic Two Rate | 2697.0273 | 692.7685 | 28469.5272 | 24550.1894 | 3919.3378 | 0 | 0 | 1.0556 | 41.0953 | 0.91027 | 23259.3147 | 1290.8747 | 0 | 94.74% | 5.258% | 0% | 13.77% | 0% | 0%
> Domestic Off Peak (related MPAN)
Domestic Off Peak (related MPAN) | 29089.7382 | 7812.8719 | 88432.8042 | 88432.8042 | 0 | 0 | 0 | 0.304 | 11.3189 | 0.304 | 88432.8042 | 0 | 0 | 100% | 0% | 0% | 0% | 0% | 0%
LDNO LV: Domestic Off Peak (related MPAN) | 0 | 0 | 0 | 0 | 0 | 0 | 0 |  |  | 0 | 0 | 0 | 0
LDNO HV: Domestic Off Peak (related MPAN) | 0 | 0 | 0 | 0 | 0 | 0 | 0 |  |  | 0 | 0 | 0 | 0
> Small Non Domestic Unrestricted
Small Non Domestic Unrestricted | 1773367.1718 | 119240.625 | 44262096.9065 | 42773616.1847 | 1488480.7218 | 0 | 0 | 2.4959 | 371.1998 | 2.412 | 42773616.1847 | 0 | 0 | 100% | 0% | 0% | 3.363% | 0% | 0%
LDNO LV: Small Non Domestic Unrestricted | 2067.9858 | 280.6322 | 36012.279 | 33646.1282 | 2366.1508 | 0 | 0 | 1.7414 | 128.3255 | 1.627 | 33646.1282 | 0 | 0 | 100% | 0% | 0% | 6.57% | 0% | 0%
LDNO HV: Small Non Domestic Unrestricted | 2138.6395 | 231.8266 | 24644.1157 | 23332.5564 | 1311.5592 | 0 | 0 | 1.1523 | 106.3041 | 1.091 | 23332.5564 | 0 | 0 | 100% | 0% | 0% | 5.322% | 0% | 0%
> Small Non Domestic Two Rate
Small Non Domestic Two Rate | 806097.2799 | 30821.3139 | 15764708.2866 | 15379965.8256 | 384742.461 | 0 | 0 | 1.9557 | 511.4872 | 1.908 | 14813013.5536 | 566952.2721 | 0 | 96.31% | 3.686% | 0% | 2.441% | 0% | 0%
LDNO LV: Small Non Domestic Two Rate | 29.7022 | 4.0671 | 429.551 | 395.2589 | 34.292 | 0 | 0 | 1.4462 | 105.6151 | 1.3307 | 382.6125 | 12.6465 | 0 | 96.8% | 3.2% | 0% | 7.983% | 0% | 0%
LDNO HV: Small Non Domestic Two Rate | 475.3501 | 10.8457 | 4399.2588 | 4337.8993 | 61.3595 | 0 | 0 | 0.92548 | 405.6227 | 0.91257 | 4211.7006 | 126.1988 | 0 | 97.09% | 2.909% | 0% | 1.395% | 0% | 0%
> Small Non Domestic Off Peak (related MPAN)
Small Non Domestic Off Peak (related MPAN) | 29762.1609 | 4537.4439 | 75000.6455 | 75000.6455 | 0 | 0 | 0 | 0.252 | 16.5293 | 0.252 | 75000.6455 | 0 | 0 | 100% | 0% | 0% | 0% | 0% | 0%
LDNO LV: Small Non Domestic Off Peak (related MPAN) | 0 | 0 | 0 | 0 | 0 | 0 | 0 |  |  | 0 | 0 | 0 | 0
LDNO HV: Small Non Domestic Off Peak (related MPAN) | 0 | 0 | 0 | 0 | 0 | 0 | 0 |  |  | 0 | 0 | 0 | 0
> LV Medium Non-Domestic
LV Medium Non-Domestic | 1283146.0122 | 11223.9828 | 26759305.1068 | 25767890.7066 | 991414.4002 | 0 | 0 | 2.0854 | 2384.1185 | 2.0082 | 25196683.8572 | 571206.8494 | 0 | 97.78% | 2.217% | 0% | 3.705% | 0% | 0%
LDNO LV: LV Medium Non-Domestic | 0 | 1.3557 | 80.757 | 0 | 80.757 | 0 | 0 |  | 59.568 | 0 | 0 | 0 | 0 |  |  |  | 100% | 0% | 0%
LDNO HV: LV Medium Non-Domestic | 464.8573 | 12.2014 | 4774.1915 | 4286.9773 | 487.2142 | 0 | 0 | 1.027 | 391.2822 | 0.92221 | 4199.796 | 87.1813 | 0 | 97.97% | 2.034% | 0% | 10.21% | 0% | 0%
> LV Sub Medium Non-Domestic
LV Sub Medium Non-Domestic | 43893.0305 | 348.7533 | 804016.5247 | 731356.5575 | 72659.9672 | 0 | 0 | 1.8318 | 2305.4017 | 1.6662 | 713859.4098 | 17497.1477 | 0 | 97.61% | 2.392% | 0% | 9.037% | 0% | 0%
> HV Medium Non-Domestic
HV Medium Non-Domestic | 11207.2515 | 68.5556 | 191324.4666 | 127598.9553 | 63725.5113 | 0 | 0 | 1.7071 | 2790.7944 | 1.1385 | 124443.5928 | 3155.3625 | 0 | 97.53% | 2.473% | 0% | 33.31% | 0% | 0%
> LV HH Metered
LV HH Metered | 1584740.6301 | 4948.4112 | 30497871.3997 | 20717042.7341 | 215476.092 | 9197645.2901 | 367707.2835 | 1.9245 | 6163.1643 | 1.3073 | 13349467.4745 | 6220200.5833 | 1147374.6763 | 64.44% | 30.02% | 5.538% | 0.7065% | 30.16% | 1.206%
LDNO LV: LV HH Metered | 0 | 0 | 0 | 0 | 0 | 0 | 0 |  |  | 0 | 0 | 0 | 0
LDNO HV: LV HH Metered | 0 | 0 | 0 | 0 | 0 | 0 | 0 |  |  | 0 | 0 | 0 | 0
> LV Sub HH Metered
LV Sub HH Metered | 1328034.174 | 1830.2775 | 24673629.5564 | 16558093.6964 | 233417.1156 | 7586418.076 | 295700.6683 | 1.8579 | 13480.8137 | 1.2468 | 10755342.6254 | 4858893.647 | 943857.424 | 64.96% | 29.34% | 5.7% | 0.946% | 30.75% | 1.198%
LDNO HV: LV Sub HH Metered | 0 | 0 | 0 | 0 | 0 | 0 | 0 |  |  | 0 | 0 | 0 | 0
> HV HH Metered
HV HH Metered | 5237948.097 | 1964.4375 | 67991394.974 | 45253522.8462 | 735662.1817 | 21364158.4186 | 638051.5275 | 1.2981 | 34611.1274 | 0.86396 | 30710257.179 | 11624942.8192 | 2918322.8481 | 67.86% | 25.69% | 6.449% | 1.082% | 31.42% | 0.9384%
LDNO HV: HV HH Metered | 0 | 0 | 0 | 0 | 0 | 0 | 0 |  |  | 0 | 0 | 0 | 0
> HV Sub HH Metered
HV Sub HH Metered | 0 | 0 | 0 | 0 | 0 | 0 | 0 |  |  | 0 | 0 | 0 | 0
> NHH UMS category A
NHH UMS category A | 43147.2815 | 248 | 1173174.5849 | 1173174.5849 | 0 | 0 | 0 | 2.719 | 4730.5427 | 2.719 | 1173174.5849 | 0 | 0 | 100% | 0% | 0% | 0% | 0% | 0%
LDNO LV: NHH UMS category A | 0 | 0 | 0 | 0 | 0 | 0 | 0 |  |  | 0 | 0 | 0 | 0
LDNO HV: NHH UMS category A | 0 | 0 | 0 | 0 | 0 | 0 | 0 |  |  | 0 | 0 | 0 | 0
> NHH UMS category B
NHH UMS category B | 13421.5478 | 401 | 427207.8662 | 427207.8662 | 0 | 0 | 0 | 3.183 | 1065.3563 | 3.183 | 427207.8662 | 0 | 0 | 100% | 0% | 0% | 0% | 0% | 0%
LDNO LV: NHH UMS category B | 38.1552 | 19 | 819.1922 | 819.1922 | 0 | 0 | 0 | 2.147 | 43.1154 | 2.147 | 819.1922 | 0 | 0 | 100% | 0% | 0% | 0% | 0% | 0%
LDNO HV: NHH UMS category B | 72.3582 | 10 | 1041.2339 | 1041.2339 | 0 | 0 | 0 | 1.439 | 104.1234 | 1.439 | 1041.2339 | 0 | 0 | 100% | 0% | 0% | 0% | 0% | 0%
> NHH UMS category C
NHH UMS category C | 1.3947 | 1 | 63.975 | 63.975 | 0 | 0 | 0 | 4.587 | 63.975 | 4.587 | 63.975 | 0 | 0 | 100% | 0% | 0% | 0% | 0% | 0%
LDNO LV: NHH UMS category C | 0 | 0 | 0 | 0 | 0 | 0 | 0 |  |  | 0 | 0 | 0 | 0
LDNO HV: NHH UMS category C | 0 | 0 | 0 | 0 | 0 | 0 | 0 |  |  | 0 | 0 | 0 | 0
> NHH UMS category D
NHH UMS category D | 0 | 0 | 0 | 0 | 0 | 0 | 0 |  |  | 0 | 0 | 0 | 0
LDNO LV: NHH UMS category D | 0 | 0 | 0 | 0 | 0 | 0 | 0 |  |  | 0 | 0 | 0 | 0
LDNO HV: NHH UMS category D | 0 | 0 | 0 | 0 | 0 | 0 | 0 |  |  | 0 | 0 | 0 | 0
> LV UMS (Pseudo HH Metered)
LV UMS (Pseudo HH Metered) | 279151.2747 | 23 | 8666000.1114 | 8666000.1114 | 0 | 0 | 0 | 3.1044 | 376782.6135 | 3.1044 | 4006052.3591 | 829415.197 | 3830532.5553 | 46.23% | 9.571% | 44.2% | 0% | 0% | 0%
LDNO LV: LV UMS (Pseudo HH Metered) | 0 | 0 | 0 | 0 | 0 | 0 | 0 |  |  | 0 | 0 | 0 | 0
LDNO HV: LV UMS (Pseudo HH Metered) | 0 | 0 | 0 | 0 | 0 | 0 | 0 |  |  | 0 | 0 | 0 | 0
> LV Generation NHH
LV Generation NHH | 878.9628 | 51 | -7893.086 | -7893.086 | 0 | 0 | 0 | -0.898 | -154.7664 | -0.898 | -7893.086 | 0 | 0 | 100% | 0% | 0% | 0% | 0% | 0%
LDNO LV: LV Generation NHH | 0 | 0 | 0 | 0 | 0 | 0 | 0 |  |  | 0 | 0 | 0 | 0
LDNO HV: LV Generation NHH | 0 | 0 | 0 | 0 | 0 | 0 | 0 |  |  | 0 | 0 | 0 | 0
> LV Sub Generation NHH
LV Sub Generation NHH | 0 | 0 | 0 | 0 | 0 | 0 | 0 |  |  | 0 | 0 | 0 | 0
LDNO HV: LV Sub Generation NHH | 0 | 0 | 0 | 0 | 0 | 0 | 0 |  |  | 0 | 0 | 0 | 0
> LV Generation Intermittent
LV Generation Intermittent | 3907.8049 | 39 | -31845.013 | -35092.0883 | 0 | 0 | 3247.0753 | -0.81491 | -816.5388 | -0.898 | -35092.0883 | 0 | 0 | 100% | 0% | 0% | 0% | 0% | -10.2%
LDNO LV: LV Generation Intermittent | 0 | 0 | 0 | 0 | 0 | 0 | 0 |  |  | 0 | 0 | 0 | 0
LDNO HV: LV Generation Intermittent | 0 | 0 | 0 | 0 | 0 | 0 | 0 |  |  | 0 | 0 | 0 | 0
> LV Generation Non-Intermittent
LV Generation Non-Intermittent | 230.9401 | 6 | -4212.9778 | -4272.9216 | 0 | 0 | 59.9438 | -1.8243 | -702.163 | -1.8502 | -3401.3176 | -723.1532 | -148.4508 | 79.6% | 16.92% | 3.474% | 0% | 0% | -1.423%
LDNO LV: LV Generation Non-Intermittent | 0 | 0 | 0 | 0 | 0 | 0 | 0 |  |  | 0 | 0 | 0 | 0
LDNO HV: LV Generation Non-Intermittent | 0 | 0 | 0 | 0 | 0 | 0 | 0 |  |  | 0 | 0 | 0 | 0
> LV Sub Generation Intermittent
LV Sub Generation Intermittent | 162.8025 | 3 | -1122.3939 | -1139.6176 | 0 | 0 | 17.2237 | -0.68942 | -374.1313 | -0.7 | -1139.6176 | 0 | 0 | 100% | 0% | 0% | 0% | 0% | -1.535%
LDNO HV: LV Sub Generation Intermittent | 0 | 0 | 0 | 0 | 0 | 0 | 0 |  |  | 0 | 0 | 0 | 0
> LV Sub Generation Non-Intermittent
LV Sub Generation Non-Intermittent | 470.4215 | 9 | -13193.3927 | -14608.8098 | 0 | 0 | 1415.4171 | -2.8046 | -1465.9325 | -3.1055 | -13413.058 | -1065.7683 | -129.9835 | 91.81% | 7.295% | 0.8898% | 0% | 0% | -10.73%
LDNO HV: LV Sub Generation Non-Intermittent | 0 | 0 | 0 | 0 | 0 | 0 | 0 |  |  | 0 | 0 | 0 | 0
> HV Generation Intermittent
HV Generation Intermittent | 113862.3535 | 33 | -495275.0766 | -505548.8495 | 766.062 | 0 | 9507.711 | -0.43498 | -15008.3357 | -0.444 | -505548.8495 | 0 | 0 | 100% | 0% | 0% | -0.1547% | 0% | -1.92%
LDNO HV: HV Generation Intermittent | 0 | 0 | 0 | 0 | 0 | 0 | 0 |  |  | 0 | 0 | 0 | 0
> HV Generation Non-Intermittent
HV Generation Non-Intermittent | 547426.588 | 97 | -2224444.1187 | -2242052.1889 | 2251.758 | 0 | 15356.3122 | -0.40635 | -22932.4136 | -0.40956 | -1369158.725 | -643942.3529 | -228951.1109 | 61.07% | 28.72% | 10.21% | -0.1012% | 0% | -0.6903%
LDNO HV: HV Generation Non-Intermittent | 0 | 0 | 0 | 0 | 0 | 0 | 0 |  |  | 0 | 0 | 0 | 0
> HV Sub Generation Intermittent
HV Sub Generation Intermittent | 0 | 0 | 0 | 0 | 0 | 0 | 0 |  |  | 0 | 0 | 0 | 0
> HV Sub Generation Non-Intermittent
HV Sub Generation Non-Intermittent | 0 | 0 | 0 | 0 | 0 | 0 | 0 |  |  | 0 | 0 | 0 | 0
3803. Revenue summary by tariff component
Data sources:
x1 = 3802. All units (MWh) (in Revenue summary)
x2 = 3802. MPANs by tariff (in Volume forecasts for the charging year) (copy) (in Revenue summary)
x3 = 3802. Net revenues (£) (in Revenue summary)
x4 = 3802. Revenues from unit rates (£) (in Revenue summary)
x5 = 3802. Revenues from fixed charges (£) (in Revenue summary)
x6 = 3802. Revenues from capacity charges (£) (in Revenue summary)
x7 = 3802. Revenues from reactive power charges (£) (in Revenue summary)
Kind: | Cell summation | Cell summation | Cell summation | Cell summation | Cell summation | Cell summation | Cell summation
Formula: | =SUM(x1) | =SUM(x2) | =SUM(x3) | =SUM(x4) | =SUM(x5) | =SUM(x6) | =SUM(x7)
| Total units (MWh) | Total MPANs | Total net revenues (£) | Total net revenues from unit rates (£) | Total revenues from fixed charges (£) | Total revenues from capacity charges (£) | Total revenues from reactive power charges (£)
Revenue summary by tariff component | 21803253.0657 | 2359205.0341 | 481838589.1077 | 411095921.7472 | 31263382.4132 | 38148221.7848 | 1331063.1625

## M-ATW
r6140: Tariff matrices for Electricity North West in 2013/14 (April 2013 Indicative)
This sheet provides matrices breaking down each tariff component into its elements.
This sheet is for information only. It can be deleted without affecting any calculations elsewhere in the model.
Domestic Unrestricted
Domestic Two Rate
Domestic Off Peak (related MPAN)
Small Non Domestic Unrestricted
Small Non Domestic Two Rate
Small Non Domestic Off Peak (related MPAN)
LV Medium Non-Domestic
LV Sub Medium Non-Domestic
HV Medium Non-Domestic
LV HH Metered
LV Sub HH Metered
HV HH Metered
HV Sub HH Metered
NHH UMS category A
NHH UMS category B
NHH UMS category C
NHH UMS category D
LV UMS (Pseudo HH Metered)
LV Generation NHH
LV Sub Generation NHH
LV Generation Intermittent
LV Generation Non-Intermittent
LV Sub Generation Intermittent
LV Sub Generation Non-Intermittent
HV Generation Intermittent
HV Generation Non-Intermittent
HV Sub Generation Intermittent
HV Sub Generation Non-Intermittent
Domestic Unrestricted
| Rate 1 units (MWh) | MPANs | MWh/year | MWh/MPAN/year
Domestic Unrestricted | 7424642.1081 | 1974989.8816 | 7424642.1081 | 3.7593
| Unit rate 1 p/kWh | Fixed charge p/MPAN/day | Revenue (£/year) | Average p/kWh | Average £/MPAN/year
Assets 132kV | 0.1596 | 0 | 11849899.9618 | 0.1596 | 6
Assets 132kV/EHV | 0.14721 | 0 | 10930167.6776 | 0.14721 | 5.5343
Assets EHV | 0.22439 | 0 | 16660261.3692 | 0.22439 | 8.4356
Assets EHV/HV | 0.27786 | 0 | 20630446.3853 | 0.27786 | 10.4458
Assets 132kV/HV | 0 | 0 | 0 | 0 | 0
Assets HV | 0.28257 | 0 | 20979798.7383 | 0.28257 | 10.6227
Assets HV/LV | 0.24424 | 0 | 18133943.1536 | 0.24424 | 9.1818
Assets LV circuits | 0 | 0.06816 | 491347.9388 | 0.0066178 | 0.24879
Assets LV customer |  | 0 | 0 | 0 | 0
Assets HV customer |  | 0 | 0 | 0 | 0
Transmission exit | 0.11016 | 0 | 8178859.4643 | 0.11016 | 4.1412
Operating 132kV | 0.052692 | 0 | 3912217.7256 | 0.052692 | 1.9809
Operating 132kV/EHV | 0.048603 | 0 | 3608570.1879 | 0.048603 | 1.8271
Operating EHV | 0.074082 | 0 | 5500347.6866 | 0.074082 | 2.785
Operating EHV/HV | 0.091736 | 0 | 6811095.3084 | 0.091736 | 3.4487
Operating 132kV/HV | 0 | 0 | 0 | 0 | 0
Operating HV | 0.13327 | 0 | 9894904.5704 | 0.13327 | 5.0101
Operating HV/LV | 0.11519 | 0 | 8552686.2878 | 0.11519 | 4.3305
Operating LV circuits | 0 | 0.7501 | 5407247.0981 | 0.072828 | 2.7379
Operating LV customer |  | 2.6009 | 18748958.1852 | 0.25252 | 9.4932
Operating HV customer |  | 0 | 0 | 0 | 0
Scaler | 0.92557 | 0 | 68720089.9864 | 0.92557 | 34.7952
Rounding | -0.00018682 | 0.00086638 | -7625.3722 | -0.0001027 | -0.003861
Total | 2.887 | 3.42 | 239003216.3532 | 3.2191 | 121.0149
Domestic Two Rate
| Rate 1 units (MWh) | Rate 2 units (MWh) | MPANs | MWh/year | MWh/MPAN/year
Domestic Two Rate | 673337.2489 | 551223.3494 | 193580.3874 | 1224560.5983 | 6.3259
| Unit rate 1 p/kWh | Unit rate 2 p/kWh | Fixed charge p/MPAN/day | Average unit rate (p/kWh) | Revenue (£/year) | Average p/kWh | Average £/MPAN/year
Assets 132kV | 0.16529 | 0.016315 | 0 | 0.098233 | 1202920.9519 | 0.098233 | 6.2141
Assets 132kV/EHV | 0.15247 | 0.015049 | 0 | 0.090609 | 1109556.0089 | 0.090609 | 5.7318
Assets EHV | 0.22817 | 0.02469 | 0 | 0.13658 | 1672452.8545 | 0.13658 | 8.6396
Assets EHV/HV | 0.28254 | 0.030574 | 0 | 0.16912 | 2071002.8602 | 0.16912 | 10.6984
Assets 132kV/HV | 0 | 0 | 0 | 0 | 0 | 0 | 0
Assets HV | 0.28733 | 0.031092 | 0 | 0.17199 | 2106072.8586 | 0.17199 | 10.8796
Assets HV/LV | 0.24835 | 0.026874 | 0 | 0.14866 | 1820389.5076 | 0.14866 | 9.4038
Assets LV circuits | 0 | 0 | 0.06816 | 0 | 48159.9046 | 0.0039328 | 0.24879
Assets LV customer |  |  | 0 | 0 | 0 | 0 | 0
Assets HV customer |  |  | 0 | 0 | 0 | 0 | 0
Transmission exit | 0.11721 | 0.0096031 | 0 | 0.068771 | 842146.2888 | 0.068771 | 4.3504
Operating 132kV | 0.054572 | 0.0053863 | 0 | 0.032431 | 397141.6371 | 0.032431 | 2.0516
Operating 132kV/EHV | 0.050336 | 0.0049683 | 0 | 0.029914 | 366317.4119 | 0.029914 | 1.8923
Operating EHV | 0.07533 | 0.0081515 | 0 | 0.04509 | 552156.535 | 0.04509 | 2.8523
Operating EHV/HV | 0.093281 | 0.010094 | 0 | 0.055835 | 683736.9198 | 0.055835 | 3.5321
Operating 132kV/HV | 0 | 0 | 0 | 0 | 0 | 0 | 0
Operating HV | 0.13552 | 0.014664 | 0 | 0.081115 | 993307.4294 | 0.081115 | 5.1312
Operating HV/LV | 0.11713 | 0.012675 | 0 | 0.070112 | 858567.8387 | 0.070112 | 4.4352
Operating LV circuits | 0 | 0 | 0.7501 | 0 | 529996.1269 | 0.043281 | 2.7379
Operating LV customer |  |  | 2.6009 | 0 | 1837695.7887 | 0.15007 | 9.4932
Operating HV customer |  |  | 0 | 0 | 0 | 0 | 0
Scaler | 0.98481 | 0.080687 | 0 | 0.57783 | 7075848.289 | 0.57783 | 36.5525
Rounding | -0.00033778 | 0.00017551 | 0.00086638 | -0.00010673 | -694.8022 | -5.6739e-05 | -0.0035892
Total | 2.992 | 0.291 | 3.42 | 1.7762 | 24166774.4093 | 1.9735 | 124.841
Domestic Off Peak (related MPAN)
| Rate 1 units (MWh) | MWh/year
Domestic Off Peak (related MPAN) | 29089.7382 | 29089.7382
| Unit rate 1 p/kWh | Revenue (£/year) | Average p/kWh
Assets 132kV | 0.016948 | 4930.1188 | 0.016948
Assets 132kV/EHV | 0.015633 | 4547.4667 | 0.015633
Assets EHV | 0.026221 | 7627.7011 | 0.026221
Assets EHV/HV | 0.03247 | 9445.4028 | 0.03247
Assets 132kV/HV | 0 | 0 | 0
Assets HV | 0.03302 | 9605.3496 | 0.03302
Assets HV/LV | 0.028541 | 8302.4087 | 0.028541
Assets LV circuits | 0 | 0 | 0
Transmission exit | 0.009799 | 2850.5109 | 0.009799
Operating 132kV | 0.0055953 | 1627.6676 | 0.0055953
Operating 132kV/EHV | 0.005161 | 1501.3359 | 0.005161
Operating EHV | 0.0086569 | 2518.2683 | 0.0086569
Operating EHV/HV | 0.01072 | 3118.3784 | 0.01072
Operating 132kV/HV | 0 | 0 | 0
Operating HV | 0.015573 | 4530.2635 | 0.015573
Operating HV/LV | 0.013461 | 3915.745 | 0.013461
Operating LV circuits | 0 | 0 | 0
Scaler | 0.082333 | 23950.4501 | 0.082333
Rounding | -0.00013153 | -38.263 | -0.00013153
Total | 0.304 | 88432.8042 | 0.304
Small Non Domestic Unrestricted
| Rate 1 units (MWh) | MPANs | MWh/year | MWh/MPAN/year
Small Non Domestic Unrestricted | 1775729.24 | 119534.7571 | 1775729.24 | 14.8553
| Unit rate 1 p/kWh | Fixed charge p/MPAN/day | Revenue (£/year) | Average p/kWh | Average £/MPAN/year
Assets 132kV | 0.13333 | 0 | 2367633.3858 | 0.13333 | 19.8071
Assets 132kV/EHV | 0.12298 | 0 | 2183869.0613 | 0.12298 | 18.2697
Assets EHV | 0.18746 | 0 | 3328753.0832 | 0.18746 | 27.8476
Assets EHV/HV | 0.23213 | 0 | 4122003.8805 | 0.23213 | 34.4837
Assets 132kV/HV | 0 | 0 | 0 | 0 | 0
Assets HV | 0.23606 | 0 | 4191805.1697 | 0.23606 | 35.0677
Assets HV/LV | 0.20404 | 0 | 3623197.6105 | 0.20404 | 30.3108
Assets LV circuits | 0 | 0.06816 | 29738.4595 | 0.0016747 | 0.24879
Assets LV customer |  | 0 | 0 | 0 | 0
Assets HV customer |  | 0 | 0 | 0 | 0
Transmission exit | 0.092027 | 0 | 1634152.2534 | 0.092027 | 13.6709
Operating 132kV | 0.04402 | 0 | 781668.8183 | 0.04402 | 6.5393
Operating 132kV/EHV | 0.040603 | 0 | 720999.4413 | 0.040603 | 6.0317
Operating EHV | 0.061889 | 0 | 1098980.317 | 0.061889 | 9.1938
Operating EHV/HV | 0.076637 | 0 | 1360870.2772 | 0.076637 | 11.3847
Operating 132kV/HV | 0 | 0 | 0 | 0 | 0
Operating HV | 0.11134 | 0 | 1977021.4504 | 0.11134 | 16.5393
Operating HV/LV | 0.096233 | 0 | 1708843.5901 | 0.096233 | 14.2958
Operating LV circuits | 0 | 0.7501 | 327269.5089 | 0.01843 | 2.7379
Operating LV customer |  | 2.5986 | 1133769.6821 | 0.063848 | 9.4849
Operating HV customer |  | 0 | 0 | 0 | 0
Scaler | 0.77323 | 0 | 13730409.5268 | 0.77323 | 114.8654
Rounding | 2.1479e-05 | 0.0031509 | 1756.1271 | 9.8896e-05 | 0.014691
Total | 2.412 | 3.42 | 44322741.6431 | 2.496 | 370.7938
Small Non Domestic Two Rate
| Rate 1 units (MWh) | Rate 2 units (MWh) | MPANs | MWh/year | MWh/MPAN/year
Small Non Domestic Two Rate | 580399.7776 | 225932.5102 | 30828.9621 | 806332.2878 | 26.155
| Unit rate 1 p/kWh | Unit rate 2 p/kWh | Fixed charge p/MPAN/day | Average unit rate (p/kWh) | Revenue (£/year) | Average p/kWh | Average £/MPAN/year
Assets 132kV | 0.14107 | 0.014073 | 0 | 0.10548 | 850555.237 | 0.10548 | 27.5895
Assets 132kV/EHV | 0.13012 | 0.01298 | 0 | 0.097297 | 784539.2273 | 0.097297 | 25.4481
Assets EHV | 0.19931 | 0.021297 | 0 | 0.14943 | 1204885.3646 | 0.14943 | 39.0829
Assets EHV/HV | 0.2468 | 0.026372 | 0 | 0.18504 | 1492012.782 | 0.18504 | 48.3965
Assets 132kV/HV | 0 | 0 | 0 | 0 | 0 | 0 | 0
Assets HV | 0.25098 | 0.026819 | 0 | 0.18817 | 1517278.2642 | 0.18817 | 49.216
Assets HV/LV | 0.21693 | 0.023181 | 0 | 0.16265 | 1311463.3813 | 0.16265 | 42.54
Assets LV circuits | 0 | 0 | 0.06816 | 0 | 7669.7846 | 0.00095119 | 0.24879
Assets LV customer |  |  | 0 | 0 | 0 | 0 | 0
Assets HV customer |  |  | 0 | 0 | 0 | 0 | 0
Transmission exit | 0.096861 | 0.0082833 | 0 | 0.072042 | 580894.8842 | 0.072042 | 18.8425
Operating 132kV | 0.046573 | 0.0046461 | 0 | 0.034825 | 280808.8917 | 0.034825 | 9.1086
Operating 132kV/EHV | 0.042959 | 0.0042855 | 0 | 0.032122 | 259013.8551 | 0.032122 | 8.4016
Operating EHV | 0.0658 | 0.0070312 | 0 | 0.049333 | 397790.1835 | 0.049333 | 12.9031
Operating EHV/HV | 0.081481 | 0.0087068 | 0 | 0.06109 | 492584.6523 | 0.06109 | 15.978
Operating 132kV/HV | 0 | 0 | 0 | 0 | 0 | 0 | 0
Operating HV | 0.11837 | 0.012649 | 0 | 0.088749 | 715608.5632 | 0.088749 | 23.2122
Operating HV/LV | 0.10232 | 0.010933 | 0 | 0.07671 | 618538.1074 | 0.07671 | 20.0635
Operating LV circuits | 0 | 0 | 0.7501 | 0 | 84405.4024 | 0.010468 | 2.7379
Operating LV customer |  |  | 2.5986 | 0 | 292408.1947 | 0.036264 | 9.4849
Operating HV customer |  |  | 0 | 0 | 0 | 0 | 0
Scaler | 0.81384 | 0.069598 | 0 | 0.60531 | 4880772.0546 | 0.60531 | 158.3178
Rounding | -0.00040926 | 0.00014466 | 0.0031509 | -0.00025405 | -1693.9733 | -0.00021008 | -0.054947
Total | 2.553 | 0.251 | 3.42 | 1.908 | 15769534.8568 | 1.9557 | 511.5169
Small Non Domestic Off Peak (related MPAN)
| Rate 1 units (MWh) | MWh/year
Small Non Domestic Off Peak (related MPAN) | 29762.1609 | 29762.1609
| Unit rate 1 p/kWh | Revenue (£/year) | Average p/kWh
Assets 132kV | 0.01405 | 4181.5776 | 0.01405
Assets 132kV/EHV | 0.012959 | 3857.0237 | 0.012959
Assets EHV | 0.021719 | 6463.939 | 0.021719
Assets EHV/HV | 0.026894 | 8004.3131 | 0.026894
Assets 132kV/HV | 0 | 0 | 0
Assets HV | 0.02735 | 8139.8567 | 0.02735
Assets HV/LV | 0.02364 | 7035.7061 | 0.02364
Assets LV circuits | 0 | 0 | 0
Transmission exit | 0.0080824 | 2405.4882 | 0.0080824
Operating 132kV | 0.0046386 | 1380.5384 | 0.0046386
Operating 132kV/EHV | 0.0042785 | 1273.3877 | 0.0042785
Operating EHV | 0.0071704 | 2134.0549 | 0.0071704
Operating EHV/HV | 0.0088791 | 2642.6059 | 0.0088791
Operating 132kV/HV | 0 | 0 | 0
Operating HV | 0.012899 | 3839.079 | 0.012899
Operating HV/LV | 0.011149 | 3318.3179 | 0.011149
Operating LV circuits | 0 | 0 | 0
Scaler | 0.067909 | 20211.2979 | 0.067909
Rounding | 0.00038122 | 113.4595 | 0.00038122
Total | 0.252 | 75000.6455 | 0.252
LV Medium Non-Domestic
| Rate 1 units (MWh) | Rate 2 units (MWh) | MPANs | MWh/year | MWh/MPAN/year
LV Medium Non-Domestic | 1029447.8755 | 253908.3648 | 11230.4152 | 1283356.2403 | 114.275
| Unit rate 1 p/kWh | Unit rate 2 p/kWh | Fixed charge p/MPAN/day | Average unit rate (p/kWh) | Revenue (£/year) | Average p/kWh | Average £/MPAN/year
Assets 132kV | 0.13522 | 0.012621 | 0 | 0.11097 | 1424094.9451 | 0.11097 | 126.807
Assets 132kV/EHV | 0.12473 | 0.011642 | 0 | 0.10235 | 1313563.5397 | 0.10235 | 116.9648
Assets EHV | 0.19058 | 0.019101 | 0 | 0.15665 | 2010427.5865 | 0.15665 | 179.0163
Assets EHV/HV | 0.236 | 0.023652 | 0 | 0.19398 | 2489517.8782 | 0.19398 | 221.6764
Assets 132kV/HV | 0 | 0 | 0 | 0 | 0 | 0 | 0
Assets HV | 0.23999 | 0.024053 | 0 | 0.19727 | 2531674.9364 | 0.19727 | 225.4302
Assets HV/LV | 0.20744 | 0.02079 | 0 | 0.17051 | 2188259.7614 | 0.17051 | 194.8512
Assets LV circuits | 0 | 0 | 1.1317 | 0 | 46389.7939 | 0.0036147 | 4.1307
Assets LV customer |  |  | 0 | 0 | 0 | 0 | 0
Assets HV customer |  |  | 0 | 0 | 0 | 0 | 0
Transmission exit | 0.093197 | 0.0074291 | 0 | 0.076228 | 978275.7289 | 0.076228 | 87.1095
Operating 132kV | 0.044644 | 0.0041669 | 0 | 0.036635 | 470161.7317 | 0.036635 | 41.865
Operating 132kV/EHV | 0.041178 | 0.0038435 | 0 | 0.033792 | 433670.0377 | 0.033792 | 38.6157
Operating EHV | 0.06292 | 0.0063061 | 0 | 0.051719 | 663738.1299 | 0.051719 | 59.1018
Operating EHV/HV | 0.077914 | 0.0078088 | 0 | 0.064044 | 821908.7083 | 0.064044 | 73.186
Operating 132kV/HV | 0 | 0 | 0 | 0 | 0 | 0 | 0
Operating HV | 0.11319 | 0.011344 | 0 | 0.09304 | 1194038.237 | 0.09304 | 106.3218
Operating HV/LV | 0.097836 | 0.0098055 | 0 | 0.08042 | 1032070.03 | 0.08042 | 91.8995
Operating LV circuits | 0 | 0 | 12.4543 | 0 | 510516.1913 | 0.03978 | 45.4584
Operating LV customer |  |  | 10.6117 | 0 | 434985.1538 | 0.033894 | 38.7328
Operating HV customer |  |  | 0 | 0 | 0 | 0 | 0
Scaler | 0.78305 | 0.06242 | 0 | 0.64048 | 8219629.6945 | 0.64048 | 731.9079
Rounding | 0.00010744 | 1.6082e-05 | 0.0022307 | 8.9365e-05 | 1238.3048 | 9.649e-05 | 0.11026
Total | 2.448 | 0.225 | 24.2 | 2.0082 | 26764160.3892 | 2.0855 | 2383.1853
LV Sub Medium Non-Domestic
| Rate 1 units (MWh) | Rate 2 units (MWh) | MPANs | MWh/year | MWh/MPAN/year
LV Sub Medium Non-Domestic | 34485.9618 | 9407.0687 | 348.7533 | 43893.0305 | 125.8569
| Unit rate 1 p/kWh | Unit rate 2 p/kWh | Fixed charge p/MPAN/day | Average unit rate (p/kWh) | Revenue (£/year) | Average p/kWh | Average £/MPAN/year
Assets 132kV | 0.13062 | 0.012073 | 0 | 0.10522 | 46182.6684 | 0.10522 | 132.4222
Assets 132kV/EHV | 0.12049 | 0.011136 | 0 | 0.09705 | 42598.1916 | 0.09705 | 122.1442
Assets EHV | 0.18423 | 0.018271 | 0 | 0.14866 | 65252.993 | 0.14866 | 187.1036
Assets EHV/HV | 0.22814 | 0.022625 | 0 | 0.18409 | 80802.9564 | 0.18409 | 231.6908
Assets 132kV/HV | 0 | 0 | 0 | 0 | 0 | 0 | 0
Assets HV | 0.232 | 0.023008 | 0 | 0.18721 | 82171.2595 | 0.18721 | 235.6143
Assets HV/LV | 0 | 0 | 1.8445 | 0 | 2347.9847 | 0.0053493 | 6.7325
Assets LV circuits | 0 | 0 | 0 | 0 | 0 | 0 | 0
Assets LV customer |  |  | 0 | 0 | 0 | 0 | 0
Assets HV customer |  |  | 0 | 0 | 0 | 0 | 0
Transmission exit | 0.089939 | 0.0071062 | 0 | 0.072187 | 31684.8875 | 0.072187 | 90.8519
Operating 132kV | 0.043125 | 0.0039859 | 0 | 0.034737 | 15247.1037 | 0.034737 | 43.7189
Operating 132kV/EHV | 0.039778 | 0.0036765 | 0 | 0.032041 | 14063.6968 | 0.032041 | 40.3256
Operating EHV | 0.060824 | 0.006032 | 0 | 0.049081 | 21543.1283 | 0.049081 | 61.7718
Operating EHV/HV | 0.075318 | 0.0074695 | 0 | 0.060777 | 26676.9137 | 0.060777 | 76.4922
Operating 132kV/HV | 0 | 0 | 0 | 0 | 0 | 0 | 0
Operating HV | 0.10942 | 0.010851 | 0 | 0.088295 | 38755.2226 | 0.088295 | 111.125
Operating HV/LV | 0 | 0 | 20.2988 | 0 | 25839.3946 | 0.058869 | 74.0907
Operating LV circuits | 0 | 0 | 0 | 0 | 0 | 0 | 0
Operating LV customer |  |  | 34.941 | 0 | 44478.1874 | 0.10133 | 127.5348
Operating HV customer |  |  | 0 | 0 | 0 | 0 | 0
Scaler | 0.75568 | 0.059708 | 0 | 0.60652 | 266221.5105 | 0.60652 | 763.3519
Rounding | 0.00043642 | 5.8698e-05 | -0.0043989 | 0.00035547 | 150.4259 | 0.00034271 | 0.43132
Total | 2.07 | 0.186 | 57.08 | 1.6662 | 804016.5247 | 1.8318 | 2305.4017
HV Medium Non-Domestic
| Rate 1 units (MWh) | Rate 2 units (MWh) | MPANs | MWh/year | MWh/MPAN/year
HV Medium Non-Domestic | 8641.9162 | 2565.3354 | 68.5556 | 11207.2515 | 163.4769
| Unit rate 1 p/kWh | Unit rate 2 p/kWh | Fixed charge p/MPAN/day | Average unit rate (p/kWh) | Revenue (£/year) | Average p/kWh | Average £/MPAN/year
Assets 132kV | 0.13698 | 0.01272 | 0 | 0.10854 | 12164.3311 | 0.10854 | 177.4376
Assets 132kV/EHV | 0.12635 | 0.011733 | 0 | 0.10012 | 11220.1942 | 0.10012 | 163.6657
Assets EHV | 0.15491 | 0.0154 | 17.1451 | 0.12298 | 18072.5036 | 0.16126 | 263.6184
Assets EHV/HV | 0 | 0 | 45.6462 | 0 | 11421.9564 | 0.10192 | 166.6088
Assets 132kV/HV | 0 | 0 | 0 | 0 | 0 | 0 | 0
Assets HV | 0 | 0 | 10.4036 | 0 | 2603.2601 | 0.023228 | 37.973
Assets HV/LV | 0 | 0 | 0 | 0 | 0 | 0 | 0
Assets LV circuits | 0 | 0 | 0 | 0 | 0 | 0 | 0
Assets LV customer |  |  | 0 | 0 | 0 | 0 | 0
Assets HV customer |  |  | 0 | 0 | 0 | 0 | 0
Transmission exit | 0.094014 | 0.0074871 | 0 | 0.074208 | 8316.7045 | 0.074208 | 121.3133
Operating 132kV | 0.045225 | 0.0041995 | 0 | 0.035834 | 4016.0265 | 0.035834 | 58.5806
Operating 132kV/EHV | 0.041715 | 0.0038736 | 0 | 0.033053 | 3704.3218 | 0.033053 | 54.0339
Operating EHV | 0.051143 | 0.0050843 | 5.6604 | 0.040601 | 5966.5963 | 0.053239 | 87.033
Operating EHV/HV | 0 | 0 | 35.0465 | 0 | 8769.6119 | 0.078249 | 127.9198
Operating 132kV/HV | 0 | 0 | 0 | 0 | 0 | 0 | 0
Operating HV | 0 | 0 | 38.1635 | 0 | 9549.5606 | 0.085209 | 139.2967
Operating HV/LV | 0 | 0 | 0 | 0 | 0 | 0 | 0
Operating LV circuits | 0 | 0 | 0 | 0 | 0 | 0 | 0
Operating LV customer |  |  | 0 | 0 | 0 | 0 | 0
Operating HV customer |  |  | 102.6015 | 0 | 25673.7399 | 0.22908 | 374.4954
Scaler | 0.78992 | 0.062908 | 0 | 0.62351 | 69878.286 | 0.62351 | 1019.2942
Rounding | -0.00026657 | -0.00040551 | 0.0032485 | -0.00029837 | -32.6263 | -0.00029112 | -0.47591
Total | 1.44 | 0.123 | 254.67 | 1.1385 | 191324.4666 | 1.7071 | 2790.7944
LV HH Metered
| Rate 1 units (MWh) | Rate 2 units (MWh) | Rate 3 units (MWh) | MPANs | Import capacity (kVA) | Reactive power units (MVArh) | MWh/year | MWh/MPAN/year
LV HH Metered | 115710.0414 | 661020.2533 | 808010.3354 | 4948.4112 | 752209.7968 | 116363.0644 | 1584740.6301 | 320.2524
| Unit rate 1 p/kWh | Unit rate 2 p/kWh | Unit rate 3 p/kWh | Fixed charge p/MPAN/day | Capacity charge p/kVA/day | Reactive power charge p/kVArh | Average unit rate (p/kWh) | Revenue (£/year) | Average p/kWh | Average £/MPAN/year | Average p/kVA/day
Assets 132kV | 0.73783 | 0.063847 | 0.0095409 |  | 0 | 0.020401 | 0.086867 | 1376616.0582 | 0.086867 | 278.1935 | 0.5014
Assets 132kV/EHV | 0.68056 | 0.058891 | 0.0088004 |  | 0 | 0.018697 | 0.080116 | 1269629.2371 | 0.080116 | 256.5731 | 0.46243
Assets EHV | 0.93512 | 0.1075 | 0.014439 |  | 0 | 0.028499 | 0.12257 | 1942480.419 | 0.12257 | 392.5463 | 0.7075
Assets EHV/HV | 1.158 | 0.13312 | 0.01788 |  | 0 | 0.03709 | 0.15192 | 2407472.9965 | 0.15192 | 486.5143 | 0.87686
Assets 132kV/HV | 0 | 0 | 0 |  | 0 | 0 | 0 | 0 | 0 | 0 | 0
Assets HV | 0.94206 | 0.1083 | 0.014546 |  | 0.36013 | 0.030175 | 0.12359 | 2947356.6539 | 0.18598 | 595.6168 | 1.0735
Assets HV/LV | 0 | 0 | 0 |  | 1.5564 | 0 | 0 | 4273203.902 | 0.26965 | 863.5507 | 1.5564
Assets LV circuits | 0 | 0 | 0 |  | 0.043701 | 0 | 0 | 119985.0946 | 0.0075713 | 24.2472 | 0.043701
Assets LV customer |  |  |  | 0 |  |  | 0 | 0 | 0 | 0 | 0
Assets HV customer |  |  |  | 0 |  |  | 0 | 0 | 0 | 0 | 0
Transmission exit | 0.58285 | 0.031776 | 0.0056159 |  | 0 | 0.014081 | 0.059708 | 946215.7323 | 0.059708 | 191.2161 | 0.34463
Operating 132kV | 0.24359 | 0.021079 | 0.0031499 |  | 0 | 0.0067355 | 0.028679 | 454486.6844 | 0.028679 | 91.845 | 0.16553
Operating 132kV/EHV | 0.22469 | 0.019443 | 0.0029054 |  | 0 | 0.0061729 | 0.02645 | 419165.2269 | 0.02645 | 84.707 | 0.15267
Operating EHV | 0.30873 | 0.035492 | 0.004767 |  | 0 | 0.0094089 | 0.040468 | 641305.5259 | 0.040468 | 129.5983 | 0.23358
Operating EHV/HV | 0.3823 | 0.04395 | 0.0059029 |  | 0 | 0.012245 | 0.050155 | 794821.7758 | 0.050155 | 160.6216 | 0.28949
Operating 132kV/HV | 0 | 0 | 0 |  | 0 | 0 | 0 | 0 | 0 | 0 | 0
Operating HV | 0.44431 | 0.051079 | 0.0068604 |  | 0.16985 | 0.014232 | 0.05829 | 1390090.2096 | 0.087717 | 280.9165 | 0.5063
Operating HV/LV | 0 | 0 | 0 |  | 0.73406 | 0 | 0 | 2015412.3187 | 0.12718 | 407.2847 | 0.73406
Operating LV circuits | 0 | 0 | 0 |  | 0.48093 | 0 | 0 | 1320426.9389 | 0.083321 | 266.8386 | 0.48093
Operating LV customer |  |  |  | 11.9307 |  |  | 0 | 215488.1841 | 0.013598 | 43.5469 | 0.078486
Operating HV customer |  |  |  | 0 |  |  | 0 | 0 | 0 | 0 | 0
Scaler | 4.8972 | 0.26698 | 0.047185 | 0 | 0 | 0.11831 | 0.50168 | 7950256.4572 | 0.50168 | 1606.6281 | 2.8957
Rounding | -0.0001595 | -0.00046753 | 0.00040739 | -0.00066949 | 0.0049216 | -5.0996e-05 | -2.6854e-06 | 13457.9846 | 0.00084922 | 2.7197 | 0.0049017
Total | 11.537 | 0.941 | 0.142 | 11.93 | 3.35 | 0.316 | 1.3305 | 30497871.3997 | 1.9245 | 6163.1643 | 11.108
LV Sub HH Metered
| Rate 1 units (MWh) | Rate 2 units (MWh) | Rate 3 units (MWh) | MPANs | Import capacity (kVA) | Reactive power units (MVArh) | MWh/year | MWh/MPAN/year
LV Sub HH Metered | 93144.0428 | 545943.1064 | 688947.0248 | 1830.2775 | 631754.0139 | 99562.5146 | 1328034.174 | 725.5917
| Unit rate 1 p/kWh | Unit rate 2 p/kWh | Unit rate 3 p/kWh | Fixed charge p/MPAN/day | Capacity charge p/kVA/day | Reactive power charge p/kVArh | Average unit rate (p/kWh) | Revenue (£/year) | Average p/kWh | Average £/MPAN/year | Average p/kVA/day
Assets 132kV | 0.83931 | 0.072628 | 0.010853 |  | 0 | 0.022292 | 0.096024 | 1275235.7451 | 0.096024 | 696.7445 | 0.55303
Assets 132kV/EHV | 0.77416 | 0.066991 | 0.010011 |  | 0 | 0.02043 | 0.088561 | 1176126.7197 | 0.088561 | 642.5948 | 0.51005
Assets EHV | 1.0637 | 0.12229 | 0.016425 |  | 0 | 0.031141 | 0.13573 | 1802589.1383 | 0.13573 | 984.8721 | 0.78173
Assets EHV/HV | 1.3172 | 0.15143 | 0.020339 |  | 0 | 0.040528 | 0.16823 | 2234108.963 | 0.16823 | 1220.6395 | 0.96887
Assets 132kV/HV | 0 | 0 | 0 |  | 0 | 0 | 0 | 0 | 0 | 0 | 0
Assets HV | 0 | 0 | 0 |  | 1.719 | 0 | 0 | 3963746.3382 | 0.29847 | 2165.6532 | 1.719
Assets HV/LV | 0 | 0 | 0 |  | 0.063676 | 0 | 0 | 146831.7588 | 0.011056 | 80.2238 | 0.063676
Assets LV circuits | 0 | 0 | 0 |  | 0 | 0 | 0 | 0 | 0 | 0 | 0
Assets LV customer |  |  |  | 0 |  |  | 0 | 0 | 0 | 0 | 0
Assets HV customer |  |  |  | 0 |  |  | 0 | 0 | 0 | 0 | 0
Transmission exit | 0.66301 | 0.036146 | 0.0063882 |  | 0 | 0.015386 | 0.065828 | 874214.6908 | 0.065828 | 477.6405 | 0.37912
Operating 132kV | 0.2771 | 0.023978 | 0.0035831 |  | 0 | 0.0073598 | 0.031702 | 421016.2029 | 0.031702 | 230.0286 | 0.18258
Operating 132kV/EHV | 0.25559 | 0.022117 | 0.003305 |  | 0 | 0.006745 | 0.029238 | 388295.5818 | 0.029238 | 212.1512 | 0.16839
Operating EHV | 0.35119 | 0.040373 | 0.0054226 |  | 0 | 0.010281 | 0.044812 | 595120.7353 | 0.044812 | 325.1533 | 0.25809
Operating EHV/HV | 0.43488 | 0.049995 | 0.0067148 |  | 0 | 0.01338 | 0.05554 | 737586.0315 | 0.05554 | 402.9914 | 0.31987
Operating 132kV/HV | 0 | 0 | 0 |  | 0 | 0 | 0 | 0 | 0 | 0 | 0
Operating HV | 0 | 0 | 0 |  | 0.81073 | 0 | 0 | 1869459.8669 | 0.14077 | 1021.4079 | 0.81073
Operating HV/LV | 0 | 0 | 0 |  | 0.70075 | 0 | 0 | 1615872.458 | 0.12167 | 882.8566 | 0.70075
Operating LV circuits | 0 | 0 | 0 |  | 0 | 0 | 0 | 0 | 0 | 0 | 0
Operating LV customer |  |  |  | 34.941 |  |  | 0 | 233424.0741 | 0.017577 | 127.5348 | 0.10123
Operating HV customer |  |  |  | 0 |  |  | 0 | 0 | 0 | 0 | 0
Scaler | 5.5707 | 0.3037 | 0.053675 | 0 | 0 | 0.12928 | 0.5531 | 7345292.15 | 0.5531 | 4013.2124 | 3.1854
Rounding | 0.00016054 | 0.00035212 | 0.00028449 | -0.0010416 | -0.0041165 | 0.00017728 | 0.00031689 | -5290.898 | -0.0003984 | -2.8908 | -0.0022945
Total | 11.547 | 0.89 | 0.137 | 34.94 | 3.29 | 0.297 | 1.2691 | 24673629.5564 | 1.8579 | 13480.8137 | 10.7002
HV HH Metered
| Rate 1 units (MWh) | Rate 2 units (MWh) | Rate 3 units (MWh) | MPANs | Import capacity (kVA) | Reactive power units (MVArh) | MWh/year | MWh/MPAN/year
HV HH Metered | 348070.4656 | 1911997.1742 | 2977880.4572 | 1964.4375 | 1834857.0807 | 309733.7512 | 5237948.097 | 2666.3858
| Unit rate 1 p/kWh | Unit rate 2 p/kWh | Unit rate 3 p/kWh | Fixed charge p/MPAN/day | Capacity charge p/kVA/day | Reactive power charge p/kVArh | Average unit rate (p/kWh) | Revenue (£/year) | Average p/kWh | Average £/MPAN/year | Average p/kVA/day
Assets 132kV | 0.7785 | 0.067366 | 0.010067 |  | 0 | 0.019591 | 0.083205 | 4358242.0616 | 0.083205 | 2218.57 | 0.65075
Assets 132kV/EHV | 0.71808 | 0.062138 | 0.0092855 |  | 0 | 0.017955 | 0.07674 | 4019617.1362 | 0.07674 | 2046.1925 | 0.60019
Assets EHV | 0.78933 | 0.090744 | 0.012188 |  | 0.35972 | 0.021894 | 0.0938 | 7322354.4219 | 0.13979 | 3727.4561 | 1.0933
Assets EHV/HV | 0 | 0 | 0 |  | 0.95771 | 0 | 0 | 6413975.4931 | 0.12245 | 3265.0444 | 0.95771
Assets 132kV/HV | 0 | 0 | 0 |  | 0 | 0 | 0 | 0 | 0 | 0 | 0
Assets HV | 0 | 0 | 0 |  | 0.21828 | 0 | 0 | 1461855.2212 | 0.027909 | 744.1597 | 0.21828
Assets HV/LV | 0 | 0 | 0 |  | 0 | 0 | 0 | 0 | 0 | 0 | 0
Assets LV circuits | 0 | 0 | 0 |  | 0 | 0 | 0 | 0 | 0 | 0 | 0
Assets LV customer |  |  |  | 0 |  |  | 0 | 0 | 0 | 0 | 0
Assets HV customer |  |  |  | 0 |  |  | 0 | 0 | 0 | 0 | 0
Transmission exit | 0.61497 | 0.033527 | 0.0059254 |  | 0 | 0.013522 | 0.057273 | 2999917.7411 | 0.057273 | 1527.1129 | 0.44793
Operating 132kV | 0.25702 | 0.022241 | 0.0033235 |  | 0 | 0.0064679 | 0.02747 | 1438863.7795 | 0.02747 | 732.4559 | 0.21484
Operating 132kV/EHV | 0.23707 | 0.020515 | 0.0030656 |  | 0 | 0.0059277 | 0.025336 | 1327067.5247 | 0.025336 | 675.5458 | 0.19815
Operating EHV | 0.2606 | 0.029959 | 0.0040238 |  | 0.11876 | 0.0072282 | 0.030968 | 2417458.7849 | 0.046153 | 1230.6112 | 0.36096
Operating EHV/HV | 0 | 0 | 0 |  | 0.73531 | 0 | 0 | 4924557.0508 | 0.094017 | 2506.8536 | 0.73531
Operating 132kV/HV | 0 | 0 | 0 |  | 0 | 0 | 0 | 0 | 0 | 0 | 0
Operating HV | 0 | 0 | 0 |  | 0.80071 | 0 | 0 | 5362535.5741 | 0.10238 | 2729.8072 | 0.80071
Operating HV/LV | 0 | 0 | 0 |  | 0 | 0 | 0 | 0 | 0 | 0 | 0
Operating LV circuits | 0 | 0 | 0 |  | 0 | 0 | 0 | 0 | 0 | 0 | 0
Operating LV customer |  |  |  | 0 |  |  | 0 | 0 | 0 | 0 | 0
Operating HV customer |  |  |  | 102.6015 |  |  | 0 | 735672.7443 | 0.014045 | 374.4954 | 0.10985
Scaler | 5.1671 | 0.2817 | 0.049786 | 0 | 0 | 0.11361 | 0.48121 | 25205790.3699 | 0.48121 | 12831.0476 | 3.7636
Rounding | 0.00029712 | -0.00018963 | 0.00033509 | -0.0014731 | -0.0004893 | -0.00019773 | 0.00012934 | 3487.0706 | 6.6573e-05 | 1.7751 | 0.00052067
Total | 8.823 | 0.608 | 0.098 | 102.6 | 3.19 | 0.206 | 0.87614 | 67991394.974 | 1.2981 | 34611.1274 | 10.1522
HV Sub HH Metered
| Rate 1 units (MWh) | Rate 2 units (MWh) | Rate 3 units (MWh) | MPANs | Import capacity (kVA) | Reactive power units (MVArh) | MWh/year | MWh/MPAN/year
HV Sub HH Metered | 0 | 0 | 0 | 0 | 0 | 0 | 0
| Unit rate 1 p/kWh | Unit rate 2 p/kWh | Unit rate 3 p/kWh | Fixed charge p/MPAN/day | Capacity charge p/kVA/day | Reactive power charge p/kVArh | Average unit rate (p/kWh) | Revenue (£/year) | Average p/kWh | Average £/MPAN/year | Average p/kVA/day
Assets 132kV | 0.72183 | 0.062462 | 0.009334 |  | 0 | 0.019365 | 0 | 0
Assets 132kV/EHV | 0.66581 | 0.057614 | 0.0086095 |  | 0 | 0.017747 | 0 | 0
Assets EHV | 0 | 0 | 0 |  | 0.76447 | 0 | 0 | 0
Assets EHV/HV | 0 | 0 | 0 |  | 0.17612 | 0 | 0 | 0
Assets 132kV/HV | 0 | 0 | 0 |  | 0 | 0 | 0 | 0
Assets HV | 0 | 0 | 0 |  | 0 | 0 | 0 | 0
Assets HV/LV | 0 | 0 | 0 |  | 0 | 0 | 0 | 0
Assets LV circuits | 0 | 0 | 0 |  | 0 | 0 | 0 | 0
Assets LV customer |  |  |  | 0 |  |  | 0 | 0
Assets HV customer |  |  |  | 0 |  |  | 0 | 0
Transmission exit | 0.57021 | 0.031086 | 0.0054941 |  | 0 | 0.013366 | 0 | 0
Operating 132kV | 0.23831 | 0.020622 | 0.0030816 |  | 0 | 0.0063932 | 0 | 0
Operating 132kV/EHV | 0.21981 | 0.019021 | 0.0028424 |  | 0 | 0.0058592 | 0 | 0
Operating EHV | 0 | 0 | 0 |  | 0.58695 | 0 | 0 | 0
Operating EHV/HV | 0 | 0 | 0 |  | 0.72682 | 0 | 0 | 0
Operating 132kV/HV | 0 | 0 | 0 |  | 0 | 0 | 0 | 0
Operating HV | 0 | 0 | 0 |  | 0 | 0 | 0 | 0
Operating HV/LV | 0 | 0 | 0 |  | 0 | 0 | 0 | 0
Operating LV circuits | 0 | 0 | 0 |  | 0 | 0 | 0 | 0
Operating LV customer |  |  |  | 0 |  |  | 0 | 0
Operating HV customer |  |  |  | 134.6584 |  |  | 0 | 0
Scaler | 4.791 | 0.26119 | 0.046162 | 0 | 0 | 0.1123 | 0 | 0
Rounding | 6.1694e-05 | 9.3764e-07 | 0.00047625 | 0.0016346 | -0.0043585 | -3.0688e-05 | 0 | 0
Total | 7.207 | 0.452 | 0.076 | 134.66 | 2.25 | 0.175 | 0 | 0 | 0 | 0 | 0
NHH UMS category A
| Rate 1 units (MWh) | MWh/year
NHH UMS category A | 43147.2815 | 43147.2815
| Unit rate 1 p/kWh | Revenue (£/year) | Average p/kWh
Assets 132kV | 0.068384 | 29505.6342 | 0.068384
Assets 132kV/EHV | 0.063076 | 27215.5487 | 0.063076
Assets EHV | 0.096143 | 41483.1838 | 0.096143
Assets EHV/HV | 0.11905 | 51368.7379 | 0.11905
Assets 132kV/HV | 0 | 0 | 0
Assets HV | 0.12107 | 52238.6071 | 0.12107
Assets HV/LV | 0.10465 | 45152.5747 | 0.10465
Assets LV circuits | 0.0026665 | 1150.5171 | 0.0026665
Assets LV customer |  | 0 | 0
Transmission exit | 0.047199 | 20364.9344 | 0.047199
Operating 132kV | 0.022577 | 9741.2185 | 0.022577
Operating 132kV/EHV | 0.020824 | 8985.152 | 0.020824
Operating EHV | 0.031741 | 13695.5795 | 0.031741
Operating EHV/HV | 0.039306 | 16959.2729 | 0.039306
Operating 132kV/HV | 0 | 0 | 0
Operating HV | 0.057102 | 24637.7974 | 0.057102
Operating HV/LV | 0.049356 | 21295.7438 | 0.049356
Operating LV circuits | 0.029344 | 12661.3539 | 0.029344
Operating LV customer | 1.4498 | 625568.407 | 1.4498
Scaler | 0.39657 | 171109.4478 | 0.39657
Rounding | 9.4732e-05 | 40.8741 | 9.4732e-05
Total | 2.719 | 1173174.5849 | 2.719
NHH UMS category B
| Rate 1 units (MWh) | MWh/year
NHH UMS category B | 13480.0074 | 13480.0074
| Unit rate 1 p/kWh | Revenue (£/year) | Average p/kWh
Assets 132kV | 0.092167 | 12424.0914 | 0.092167
Assets 132kV/EHV | 0.085013 | 11459.7932 | 0.085013
Assets EHV | 0.12344 | 16640.1985 | 0.12344
Assets EHV/HV | 0.15286 | 20605.6025 | 0.15286
Assets 132kV/HV | 0 | 0 | 0
Assets HV | 0.15545 | 20954.5341 | 0.15545
Assets HV/LV | 0.13436 | 18112.1056 | 0.13436
Assets LV circuits | 0.0034237 | 461.5083 | 0.0034237
Assets LV customer |  | 0 | 0
Transmission exit | 0.070412 | 9491.5141 | 0.070412
Operating 132kV | 0.030429 | 4101.7857 | 0.030429
Operating 132kV/EHV | 0.028067 | 3783.4249 | 0.028067
Operating EHV | 0.040755 | 5493.724 | 0.040755
Operating EHV/HV | 0.050467 | 6802.8932 | 0.050467
Operating 132kV/HV | 0 | 0 | 0
Operating HV | 0.073316 | 9882.9888 | 0.073316
Operating HV/LV | 0.063371 | 8542.3869 | 0.063371
Operating LV circuits | 0.037677 | 5078.8639 | 0.037677
Operating LV customer | 1.4498 | 195439.1208 | 1.4498
Scaler | 0.59161 | 79749.2246 | 0.59161
Rounding | 0.00033291 | 44.8758 | 0.00033291
Total | 3.183 | 429068.6362 | 3.183
NHH UMS category C
| Rate 1 units (MWh) | MWh/year
NHH UMS category C | 1.3947 | 1.3947
| Unit rate 1 p/kWh | Revenue (£/year) | Average p/kWh
Assets 132kV | 0.16665 | 2.3242 | 0.16665
Assets 132kV/EHV | 0.15371 | 2.1438 | 0.15371
Assets EHV | 0.22181 | 3.0936 | 0.22181
Assets EHV/HV | 0.27467 | 3.8308 | 0.27467
Assets 132kV/HV | 0 | 0 | 0
Assets HV | 0.27932 | 3.8957 | 0.27932
Assets HV/LV | 0.24143 | 3.3672 | 0.24143
Assets LV circuits | 0.0061518 | 0.085799 | 0.0061518
Assets LV customer |  | 0 | 0
Transmission exit | 0.1287 | 1.795 | 0.1287
Operating 132kV | 0.055018 | 0.76733 | 0.055018
Operating 132kV/EHV | 0.050747 | 0.70777 | 0.050747
Operating EHV | 0.07323 | 1.0213 | 0.07323
Operating EHV/HV | 0.090681 | 1.2647 | 0.090681
Operating 132kV/HV | 0 | 0 | 0
Operating HV | 0.13174 | 1.8373 | 0.13174
Operating HV/LV | 0.11387 | 1.5881 | 0.11387
Operating LV circuits | 0.0677 | 0.94421 | 0.0677
Operating LV customer | 1.4498 | 20.221 | 1.4498
Scaler | 1.0813 | 15.0816 | 1.0813
Rounding | 0.00039714 | 0.0055389 | 0.00039714
Total | 4.587 | 63.975 | 4.587
NHH UMS category D
| Rate 1 units (MWh) | MWh/year
NHH UMS category D | 0 | 0
| Unit rate 1 p/kWh | Revenue (£/year) | Average p/kWh
Assets 132kV | 0.054211 | 0
Assets 132kV/EHV | 0.050003 | 0
Assets EHV | 0.080732 | 0
Assets EHV/HV | 0.099971 | 0
Assets 132kV/HV | 0 | 0
Assets HV | 0.10166 | 0
Assets HV/LV | 0.087873 | 0
Assets LV circuits | 0.0022391 | 0
Assets LV customer |  | 0
Transmission exit | 0.032406 | 0
Operating 132kV | 0.017898 | 0
Operating 132kV/EHV | 0.016508 | 0
Operating EHV | 0.026654 | 0
Operating EHV/HV | 0.033005 | 0
Operating 132kV/HV | 0 | 0
Operating HV | 0.047949 | 0
Operating HV/LV | 0.041444 | 0
Operating LV circuits | 0.024641 | 0
Operating LV customer | 1.4498 | 0
Scaler | 0.27228 | 0
Rounding | -0.00032613 | 0
Total | 2.439 | 0 | 0
LV UMS (Pseudo HH Metered)
| Rate 1 units (MWh) | Rate 2 units (MWh) | Rate 3 units (MWh) | MWh/year
LV UMS (Pseudo HH Metered) | 9424.2316 | 33565.9732 | 236161.07 | 279151.2747
| Unit rate 1 p/kWh | Unit rate 2 p/kWh | Unit rate 3 p/kWh | Average unit rate (p/kWh) | Revenue (£/year) | Average p/kWh
Assets 132kV | 2.1712 | 0.057141 | 0.0093742 | 0.088101 | 245934.4033 | 0.088101
Assets 132kV/EHV | 2.0027 | 0.052706 | 0.0086466 | 0.081263 | 226846.1568 | 0.081263
Assets EHV | 2.8332 | 0.090919 | 0.014187 | 0.11858 | 331025.5707 | 0.11858
Assets EHV/HV | 3.5083 | 0.11259 | 0.017567 | 0.14684 | 409909.853 | 0.14684
Assets 132kV/HV | 0 | 0 | 0 | 0 | 0 | 0
Assets HV | 3.5677 | 0.11449 | 0.017865 | 0.14933 | 416851.1944 | 0.14933
Assets HV/LV | 3.0838 | 0.098961 | 0.015441 | 0.12907 | 360306.4051 | 0.12907
Assets LV circuits | 0.078577 | 0.0025216 | 0.00039346 | 0.0032888 | 9180.8424 | 0.0032888
Assets LV customer |  |  |  | 0 | 0 | 0
Transmission exit | 1.7378 | 0.027631 | 0.0055177 | 0.06666 | 186081.1148 | 0.06666
Operating 132kV | 0.71681 | 0.018865 | 0.0030949 | 0.029086 | 81194.6881 | 0.029086
Operating 132kV/EHV | 0.66117 | 0.017401 | 0.0028547 | 0.026829 | 74892.7467 | 0.026829
Operating EHV | 0.93536 | 0.030017 | 0.0046837 | 0.03915 | 109287.345 | 0.03915
Operating EHV/HV | 1.1583 | 0.03717 | 0.0057998 | 0.048479 | 135330.8128 | 0.048479
Operating 132kV/HV | 0 | 0 | 0 | 0 | 0 | 0
Operating HV | 1.6827 | 0.053999 | 0.0084257 | 0.070429 | 196603.5442 | 0.070429
Operating HV/LV | 1.4544 | 0.046674 | 0.0072828 | 0.060876 | 169934.7806 | 0.060876
Operating LV circuits | 0.86473 | 0.02775 | 0.00433 | 0.036193 | 101034.4803 | 0.036193
Operating LV customer | 1.4498 | 1.4498 | 1.4498 | 1.4498 | 4047258.8782 | 1.4498
Scaler | 14.6014 | 0.23216 | 0.046361 | 0.56008 | 1563483.3938 | 0.56008
Rounding | 8.0509e-05 | 0.00016006 | 0.00033138 | 0.00030231 | 843.9012 | 0.00030231
Total | 42.508 | 2.471 | 1.622 | 3.1044 | 8666000.1114 | 3.1044
LV Generation NHH
| Rate 1 units (MWh) | MPANs | MWh/year | MWh/MPAN/year
LV Generation NHH | 878.9628 | 51 | 878.9628 | 17.2346
| Unit rate 1 p/kWh | Fixed charge p/MPAN/day | Revenue (£/year) | Average p/kWh | Average £/MPAN/year
Assets 132kV | -0.073063 |  | -642.1955 | -0.073063 | -12.5921
Assets 132kV/EHV | -0.067392 |  | -592.3514 | -0.067392 | -11.6147
Assets EHV | -0.10272 |  | -902.8891 | -0.10272 | -17.7037
Assets EHV/HV | -0.1272 |  | -1118.0499 | -0.1272 | -21.9225
Assets 132kV/HV | 0 |  | 0 | 0 | 0
Assets HV | -0.12936 |  | -1136.9828 | -0.12936 | -22.2938
Assets HV/LV | -0.11181 |  | -982.754 | -0.11181 | -19.2697
Assets LV circuits | 0 |  | 0 | 0 | 0
Assets LV customer |  | 0 | 0 | 0 | 0
Assets HV customer |  | 0 | 0 | 0 | 0
Transmission exit | -0.050428 |  | -443.2465 | -0.050428 | -8.6911
Operating 132kV | -0.024122 |  | -212.0194 | -0.024122 | -4.1572
Operating 132kV/EHV | -0.022249 |  | -195.5635 | -0.022249 | -3.8346
Operating EHV | -0.033913 |  | -298.0868 | -0.033913 | -5.8448
Operating EHV/HV | -0.041995 |  | -369.1217 | -0.041995 | -7.2377
Operating 132kV/HV | 0 |  | 0 | 0 | 0
Operating HV | -0.061009 |  | -536.2462 | -0.061009 | -10.5146
Operating HV/LV | -0.052733 |  | -463.5057 | -0.052733 | -9.0883
Operating LV circuits | 0 |  | 0 | 0 | 0
Operating LV customer |  | 0 | 0 | 0 | 0
Operating HV customer |  | 0 | 0 | 0 | 0
Scaler | 0 | 0 | 0 | 0 | 0
Rounding | -8.3701e-06 | 0 | -0.07357 | -8.3701e-06 | -0.0014425
Total | -0.898 | 0 | -7893.086 | -0.898 | -154.7664
LV Sub Generation NHH
| Rate 1 units (MWh) | MPANs | MWh/year | MWh/MPAN/year
LV Sub Generation NHH | 0 | 0 | 0
| Unit rate 1 p/kWh | Fixed charge p/MPAN/day | Revenue (£/year) | Average p/kWh | Average £/MPAN/year
Assets 132kV | -0.069748 |  | 0
Assets 132kV/EHV | -0.064334 |  | 0
Assets EHV | -0.098061 |  | 0
Assets EHV/HV | -0.12143 |  | 0
Assets 132kV/HV | 0 |  | 0
Assets HV | -0.12349 |  | 0
Assets HV/LV | 0 |  | 0
Assets LV circuits | 0 |  | 0
Assets LV customer |  | 0 | 0
Assets HV customer |  | 0 | 0
Transmission exit | -0.04814 |  | 0
Operating 132kV | -0.023027 |  | 0
Operating 132kV/EHV | -0.02124 |  | 0
Operating EHV | -0.032375 |  | 0
Operating EHV/HV | -0.04009 |  | 0
Operating 132kV/HV | 0 |  | 0
Operating HV | -0.058241 |  | 0
Operating HV/LV | 0 |  | 0
Operating LV circuits | 0 |  | 0
Operating LV customer |  | 0 | 0
Operating HV customer |  | 0 | 0
Scaler | 0 | 0 | 0
Rounding | 0.00017187 | 0 | 0
Total | -0.7 | 0 | 0 | 0 | 0
LV Generation Intermittent
| Rate 1 units (MWh) | MPANs | Reactive power units (MVArh) | MWh/year | MWh/MPAN/year
LV Generation Intermittent | 3907.8049 | 39 | 1417.9368 | 3907.8049 | 100.2001
| Unit rate 1 p/kWh | Fixed charge p/MPAN/day | Reactive power charge p/kVArh | Revenue (£/year) | Average p/kWh | Average £/MPAN/year
Assets 132kV | -0.073063 |  | 0.017479 | -2607.3204 | -0.066721 | -66.8544
Assets 132kV/EHV | -0.067392 |  | 0.016018 | -2406.4195 | -0.06158 | -61.7031
Assets EHV | -0.10272 |  | 0.024416 | -3667.9746 | -0.093863 | -94.0506
Assets EHV/HV | -0.1272 |  | 0.031776 | -4520.1993 | -0.11567 | -115.9025
Assets 132kV/HV | 0 |  | 0 | 0 | 0 | 0
Assets HV | -0.12936 |  | 0.032315 | -4596.7436 | -0.11763 | -117.8652
Assets HV/LV | -0.11181 |  | 0.027931 | -3973.2072 | -0.10167 | -101.8771
Assets LV circuits | 0 |  | 0.0007117 | 10.0915 | 0.00025824 | 0.25876
Assets LV customer |  | 0 |  | 0 | 0 | 0
Assets HV customer |  | 0 |  | 0 | 0 | 0
Transmission exit | -0.050428 |  | 0.012064 | -1799.5854 | -0.046051 | -46.1432
Operating 132kV | -0.024122 |  | 0.0057705 | -860.8009 | -0.022028 | -22.0718
Operating 132kV/EHV | -0.022249 |  | 0.0052885 | -794.474 | -0.02033 | -20.3711
Operating EHV | -0.033913 |  | 0.0080609 | -1210.9735 | -0.030989 | -31.0506
Operating EHV/HV | -0.041995 |  | 0.010491 | -1492.3336 | -0.038189 | -38.265
Operating 132kV/HV | 0 |  | 0 | 0 | 0 | 0
Operating HV | -0.061009 |  | 0.015241 | -2168.0064 | -0.055479 | -55.5899
Operating HV/LV | -0.052733 |  | 0.013173 | -1873.922 | -0.047953 | -48.0493
Operating LV circuits | 0 |  | 0.0078322 | 111.0563 | 0.0028419 | 2.8476
Operating LV customer |  | 0 |  | 0 | 0 | 0
Operating HV customer |  | 0 |  | 0 | 0 | 0
Scaler | 0 | 0 | 0 | 0 | 0 | 0
Rounding | -8.3701e-06 | 0 | 0.00043207 | 5.7994 | 0.00014841 | 0.1487
Total | -0.898 | 0 | 0.229 | -31845.013 | -0.81491 | -816.5388
LV Generation Non-Intermittent
| Rate 1 units (MWh) | Rate 2 units (MWh) | Rate 3 units (MWh) | MPANs | Reactive power units (MVArh) | MWh/year | MWh/MPAN/year
LV Generation Non-Intermittent | 38.187 | 77.6749 | 115.0782 | 6 | 26.1763 | 230.9401 | 38.49
| Unit rate 1 p/kWh | Unit rate 2 p/kWh | Unit rate 3 p/kWh | Fixed charge p/MPAN/day | Reactive power charge p/kVArh | Average unit rate (p/kWh) | Revenue (£/year) | Average p/kWh | Average £/MPAN/year
Assets 132kV | -0.77455 | -0.067024 | -0.010016 |  | 0.017479 | -0.15363 | -354.7871 | -0.15363 | -59.1312
Assets 132kV/EHV | -0.71443 | -0.061822 | -0.0092383 |  | 0.016018 | -0.14172 | -327.2773 | -0.14172 | -54.5462
Assets EHV | -0.98165 | -0.11285 | -0.015157 |  | 0.024416 | -0.20506 | -473.5733 | -0.20506 | -78.9289
Assets EHV/HV | -1.2156 | -0.13975 | -0.018769 |  | 0.031776 | -0.25376 | -586.0234 | -0.25376 | -97.6706
Assets 132kV/HV | 0 | 0 | 0 |  | 0 | 0 | 0 | 0 | 0
Assets HV | -1.2362 | -0.14211 | -0.019087 |  | 0.032315 | -0.25805 | -595.947 | -0.25805 | -99.3245
Assets HV/LV | -1.0685 | -0.12284 | -0.016498 |  | 0.027931 | -0.22305 | -515.1084 | -0.22305 | -85.8514
Assets LV circuits | 0 | 0 | 0 |  | 0.0007117 | 8.0669e-05 | 0.1863 | 8.0669e-05 | 0.03105
Assets LV customer |  |  |  | 0 |  | 0 | 0 | 0 | 0
Assets HV customer |  |  |  | 0 |  | 0 | 0 | 0 | 0
Transmission exit | -0.61185 | -0.033357 | -0.0058953 |  | 0.012064 | -0.11396 | -263.1825 | -0.11396 | -43.8638
Operating 132kV | -0.25571 | -0.022128 | -0.0033066 |  | 0.0057705 | -0.05072 | -117.1322 | -0.05072 | -19.522
Operating 132kV/EHV | -0.23587 | -0.02041 | -0.00305 |  | 0.0052885 | -0.046787 | -108.0499 | -0.046787 | -18.0083
Operating EHV | -0.32409 | -0.037258 | -0.0050042 |  | 0.0080609 | -0.067701 | -156.3491 | -0.067701 | -26.0582
Operating EHV/HV | -0.40132 | -0.046137 | -0.0061967 |  | 0.010491 | -0.083777 | -193.4743 | -0.083777 | -32.2457
Operating 132kV/HV | 0 | 0 | 0 |  | 0 | 0 | 0 | 0 | 0
Operating HV | -0.58302 | -0.067026 | -0.0090023 |  | 0.015241 | -0.12171 | -281.0722 | -0.12171 | -46.8454
Operating HV/LV | -0.50394 | -0.057934 | -0.0077811 |  | 0.013173 | -0.1052 | -242.9455 | -0.1052 | -40.4909
Operating LV circuits | 0 | 0 | 0 |  | 0.0078322 | 0.00088776 | 2.0502 | 0.00088776 | 0.3417
Operating LV customer |  |  |  | 0 |  | 0 | 0 | 0 | 0
Operating HV customer |  |  |  | 0 |  | 0 | 0 | 0 | 0
Scaler | 0 | 0 | 0 | 0 | 0 | 0 | 0 | 0 | 0
Rounding | -0.00034355 | -0.00035577 | 2.0057e-06 | 0 | 0.00043207 | -0.00012649 | -0.29212 | -0.00012649 | -0.048687
Total | -8.907 | -0.931 | -0.129 | 0 | 0.229 | -1.8243 | -4212.9778 | -1.8243 | -702.163
LV Sub Generation Intermittent
| Rate 1 units (MWh) | MPANs | Reactive power units (MVArh) | MWh/year | MWh/MPAN/year
LV Sub Generation Intermittent | 162.8025 | 3 | 9.3101 | 162.8025 | 54.2675
| Unit rate 1 p/kWh | Fixed charge p/MPAN/day | Reactive power charge p/kVArh | Revenue (£/year) | Average p/kWh | Average £/MPAN/year
Assets 132kV | -0.069748 |  | 0.016685 | -111.9978 | -0.068794 | -37.3326
Assets 132kV/EHV | -0.064334 |  | 0.015292 | -103.3143 | -0.06346 | -34.4381
Assets EHV | -0.098061 |  | 0.023308 | -157.4764 | -0.096728 | -52.4921
Assets EHV/HV | -0.12143 |  | 0.030335 | -194.8664 | -0.11969 | -64.9555
Assets 132kV/HV | 0 |  | 0 | 0 | 0 | 0
Assets HV | -0.12349 |  | 0.030848 | -198.1662 | -0.12172 | -66.0554
Assets HV/LV | 0 |  | 0.0011427 | 0.10639 | 6.5349e-05 | 0.035463
Assets LV circuits | 0 |  | 0 | 0 | 0 | 0
Assets LV customer |  | 0 |  | 0 | 0 | 0
Assets HV customer |  | 0 |  | 0 | 0 | 0
Transmission exit | -0.04814 |  | 0.011516 | -77.3015 | -0.047482 | -25.7672
Operating 132kV | -0.023027 |  | 0.0055087 | -36.9758 | -0.022712 | -12.3253
Operating 132kV/EHV | -0.02124 |  | 0.0050485 | -34.109 | -0.020951 | -11.3697
Operating EHV | -0.032375 |  | 0.0076952 | -51.9905 | -0.031935 | -17.3302
Operating EHV/HV | -0.04009 |  | 0.010015 | -64.3347 | -0.039517 | -21.4449
Operating 132kV/HV | 0 |  | 0 | 0 | 0 | 0
Operating HV | -0.058241 |  | 0.014549 | -93.463 | -0.057409 | -31.1543
Operating HV/LV | 0 |  | 0.012576 | 1.1708 | 0.00071916 | 0.39027
Operating LV circuits | 0 |  | 0 | 0 | 0 | 0
Operating LV customer |  | 0 |  | 0 | 0 | 0
Operating HV customer |  | 0 |  | 0 | 0 | 0
Scaler | 0 | 0 | 0 | 0 | 0 | 0
Rounding | 0.00017187 | 0 | 0.00048008 | 0.3245 | 0.00019932 | 0.10817
Total | -0.7 | 0 | 0.185 | -1122.3939 | -0.68942 | -374.1313
LV Sub Generation Non-Intermittent
| Rate 1 units (MWh) | Rate 2 units (MWh) | Rate 3 units (MWh) | MPANs | Reactive power units (MVArh) | MWh/year | MWh/MPAN/year
LV Sub Generation Non-Intermittent | 191.5877 | 148.8503 | 129.9835 | 9 | 765.0903 | 470.4215 | 52.2691
| Unit rate 1 p/kWh | Unit rate 2 p/kWh | Unit rate 3 p/kWh | Fixed charge p/MPAN/day | Reactive power charge p/kVArh | Average unit rate (p/kWh) | Revenue (£/year) | Average p/kWh | Average £/MPAN/year
Assets 132kV | -0.7394 | -0.063983 | -0.0095612 |  | 0.016685 | -0.29689 | -1396.6132 | -0.29689 | -155.1792
Assets 132kV/EHV | -0.68201 | -0.059017 | -0.0088191 |  | 0.015292 | -0.274 | -1288.9703 | -0.274 | -143.2189
Assets EHV | -0.93711 | -0.10773 | -0.01447 |  | 0.023308 | -0.38183 | -1796.2293 | -0.38183 | -199.581
Assets EHV/HV | -1.1604 | -0.13341 | -0.017918 |  | 0.030335 | -0.47043 | -2213.0137 | -0.47043 | -245.8904
Assets 132kV/HV | 0 | 0 | 0 |  | 0 | 0 | 0 | 0 | 0
Assets HV | -1.1801 | -0.13567 | -0.018221 |  | 0.030848 | -0.4784 | -2250.4885 | -0.4784 | -250.0543
Assets HV/LV | 0 | 0 | 0 |  | 0.0011427 | 0.0018585 | 8.743 | 0.0018585 | 0.97144
Assets LV circuits | 0 | 0 | 0 |  | 0 | 0 | 0 | 0 | 0
Assets LV customer |  |  |  | 0 |  | 0 | 0 | 0 | 0
Assets HV customer |  |  |  | 0 |  | 0 | 0 | 0 | 0
Transmission exit | -0.58409 | -0.031843 | -0.0056278 |  | 0.011516 | -0.23078 | -1085.6422 | -0.23078 | -120.6269
Operating 132kV | -0.24411 | -0.021124 | -0.0031566 |  | 0.0055087 | -0.098016 | -461.0887 | -0.098016 | -51.2321
Operating 132kV/EHV | -0.22517 | -0.019484 | -0.0029116 |  | 0.0050485 | -0.090462 | -425.5506 | -0.090462 | -47.2834
Operating EHV | -0.30939 | -0.035568 | -0.0047771 |  | 0.0076952 | -0.12606 | -593.021 | -0.12606 | -65.8912
Operating EHV/HV | -0.38311 | -0.044044 | -0.0059155 |  | 0.010015 | -0.15531 | -730.6215 | -0.15531 | -81.1802
Operating 132kV/HV | 0 | 0 | 0 |  | 0 | 0 | 0 | 0 | 0
Operating HV | -0.55657 | -0.063985 | -0.0085938 |  | 0.014549 | -0.22563 | -1061.4196 | -0.22563 | -117.9355
Operating HV/LV | 0 | 0 | 0 |  | 0.012576 | 0.020453 | 96.2157 | 0.020453 | 10.6906
Operating LV circuits | 0 | 0 | 0 |  | 0 | 0 | 0 | 0 | 0
Operating LV customer |  |  |  | 0 |  | 0 | 0 | 0 | 0
Operating HV customer |  |  |  | 0 |  | 0 | 0 | 0 | 0
Scaler | 0 | 0 | 0 | 0 | 0 | 0 | 0 | 0 | 0
Rounding | 0.00046632 | -0.0001491 | -2.8679e-05 | 0 | 0.00048008 | 0.00091561 | 4.3072 | 0.00091561 | 0.47858
Total | -7.001 | -0.716 | -0.1 | 0 | 0.185 | -2.8046 | -13193.3927 | -2.8046 | -1465.9325
HV Generation Intermittent
| Rate 1 units (MWh) | MPANs | Reactive power units (MVArh) | MWh/year | MWh/MPAN/year
HV Generation Intermittent | 113862.3535 | 33 | 7606.1688 | 113862.3535 | 3450.3743
| Unit rate 1 p/kWh | Fixed charge p/MPAN/day | Reactive power charge p/kVArh | Revenue (£/year) | Average p/kWh | Average £/MPAN/year
Assets 132kV | -0.068886 |  | 0.016479 | -77181.7332 | -0.067785 | -2338.8404
Assets 132kV/EHV | -0.063539 |  | 0.015103 | -71198.6762 | -0.06253 | -2157.5356
Assets EHV | -0.09685 |  | 0.02302 | -108524.278 | -0.095312 | -3288.6145
Assets EHV/HV | -0.05157 |  | 0.012883 | -57738.3912 | -0.050709 | -1749.6482
Assets 132kV/HV | 0 |  | 0 | 0 | 0 | 0
Assets HV | 0 |  | 0.0039172 | 297.9492 | 0.00026167 | 9.0288
Assets HV/LV | 0 |  | 0 | 0 | 0 | 0
Assets LV circuits | 0 |  | 0 | 0 | 0 | 0
Assets LV customer |  | 0 |  | 0 | 0 | 0
Assets HV customer |  | 0 |  | 0 | 0 | 0
Transmission exit | -0.047545 |  | 0.011374 | -53271.2134 | -0.046786 | -1614.2792
Operating 132kV | -0.022743 |  | 0.0054406 | -25481.375 | -0.022379 | -772.1629
Operating 132kV/EHV | -0.020977 |  | 0.0049861 | -23506.0823 | -0.020644 | -712.3055
Operating EHV | -0.031975 |  | 0.0076001 | -35829.0454 | -0.031467 | -1085.7286
Operating EHV/HV | -0.039594 |  | 0.0098912 | -44330.6966 | -0.038934 | -1343.3544
Operating 132kV/HV | 0 |  | 0 | 0 | 0 | 0
Operating HV | 0 |  | 0.01437 | 1092.9694 | 0.0009599 | 33.1203
Operating HV/LV | 0 |  | 0 | 0 | 0 | 0
Operating LV circuits | 0 |  | 0 | 0 | 0 | 0
Operating LV customer |  | 0 |  | 0 | 0 | 0
Operating HV customer |  | 6.3623 |  | 766.3345 | 0.00067304 | 23.2223
Scaler | 0 | 0 | 0 | 0 | 0 | 0
Rounding | -0.00032119 | -0.0022622 | -6.3756e-05 | -370.8384 | -0.00032569 | -11.2375
Total | -0.444 | 6.36 | 0.125 | -495275.0766 | -0.43498 | -15008.3357
HV Generation Non-Intermittent
| Rate 1 units (MWh) | Rate 2 units (MWh) | Rate 3 units (MWh) | MPANs | Reactive power units (MVArh) | MWh/year | MWh/MPAN/year
HV Generation Non-Intermittent | 30117.8778 | 148032.7248 | 369275.9854 | 97 | 12285.0498 | 547426.588 | 5643.5731
| Unit rate 1 p/kWh | Unit rate 2 p/kWh | Unit rate 3 p/kWh | Fixed charge p/MPAN/day | Reactive power charge p/kVArh | Average unit rate (p/kWh) | Revenue (£/year) | Average p/kWh | Average £/MPAN/year
Assets 132kV | -0.73027 | -0.063192 | -0.0094431 |  | 0.016479 | -0.063265 | -346331.9051 | -0.063265 | -3570.432
Assets 132kV/EHV | -0.67359 | -0.058287 | -0.0087101 |  | 0.015103 | -0.058357 | -319463.2686 | -0.058357 | -3293.4358
Assets EHV | -0.92553 | -0.1064 | -0.014291 |  | 0.02302 | -0.088816 | -486203.8925 | -0.088816 | -5012.4113
Assets EHV/HV | -0.49282 | -0.056656 | -0.0076094 |  | 0.012883 | -0.047278 | -258812.2652 | -0.047278 | -2668.1677
Assets 132kV/HV | 0 | 0 | 0 |  | 0 | 0 | 0 | 0 | 0
Assets HV | 0 | 0 | 0 |  | 0.0039172 | 8.7908e-05 | 481.2305 | 8.7908e-05 | 4.9611
Assets HV/LV | 0 | 0 | 0 |  | 0 | 0 | 0 | 0 | 0
Assets LV circuits | 0 | 0 | 0 |  | 0 | 0 | 0 | 0 | 0
Assets LV customer |  |  |  | 0 |  | 0 | 0 | 0 | 0
Assets HV customer |  |  |  | 0 |  | 0 | 0 | 0 | 0
Transmission exit | -0.57687 | -0.03145 | -0.0055583 |  | 0.011374 | -0.043736 | -239424.6528 | -0.043736 | -2468.2954
Operating 132kV | -0.2411 | -0.020863 | -0.0031176 |  | 0.0054406 | -0.020887 | -114340.6968 | -0.020887 | -1178.7701
Operating 132kV/EHV | -0.22238 | -0.019243 | -0.0028756 |  | 0.0049861 | -0.019267 | -105470.0771 | -0.019267 | -1087.3204
Operating EHV | -0.30556 | -0.035128 | -0.0047181 |  | 0.0076001 | -0.029322 | -160519.1177 | -0.029322 | -1654.8363
Operating EHV/HV | -0.37838 | -0.043499 | -0.0058424 |  | 0.0098912 | -0.036299 | -198712.2911 | -0.036299 | -2048.5803
Operating 132kV/HV | 0 | 0 | 0 |  | 0 | 0 | 0 | 0 | 0
Operating HV | 0 | 0 | 0 |  | 0.01437 | 0.00032247 | 1765.3019 | 0.00032247 | 18.199
Operating HV/LV | 0 | 0 | 0 |  | 0 | 0 | 0 | 0 | 0
Operating LV circuits | 0 | 0 | 0 |  | 0 | 0 | 0 | 0 | 0
Operating LV customer |  |  |  | 0 |  | 0 | 0 | 0 | 0
Operating HV customer |  |  |  | 6.3623 |  | 0 | 2252.5589 | 0.00041148 | 23.2223
Scaler | 0 | 0 | 0 | 0 | 0 | 0 | 0 | 0 | 0
Rounding | 0.00048833 | -0.00027987 | 0.00016541 | -0.0022622 | -6.3756e-05 | 6.1334e-05 | 334.9569 | 6.1188e-05 | 3.4532
Total | -4.546 | -0.435 | -0.062 | 6.36 | 0.125 | -0.40676 | -2224444.1187 | -0.40635 | -22932.4136
HV Sub Generation Intermittent
| Rate 1 units (MWh) | MPANs | Reactive power units (MVArh) | MWh/year | MWh/MPAN/year
HV Sub Generation Intermittent | 0 | 0 | 0 | 0
| Unit rate 1 p/kWh | Fixed charge p/MPAN/day | Reactive power charge p/kVArh | Revenue (£/year) | Average p/kWh | Average £/MPAN/year
Assets 132kV | -0.06809 |  | 0.016289 | 0
Assets 132kV/EHV | -0.062806 |  | 0.014928 | 0
Assets EHV | -0.041164 |  | 0.0097844 | 0
Assets EHV/HV | 0 |  | 0 | 0
Assets 132kV/HV | 0 |  | 0 | 0
Assets HV | 0 |  | 0 | 0
Assets HV/LV | 0 |  | 0 | 0
Assets LV circuits | 0 |  | 0 | 0
Assets LV customer |  | 0 |  | 0
Assets HV customer |  | 0 |  | 0
Transmission exit | -0.046996 |  | 0.011243 | 0
Operating 132kV | -0.02248 |  | 0.0053778 | 0
Operating 132kV/EHV | -0.020735 |  | 0.0049285 | 0
Operating EHV | -0.031605 |  | 0.0075123 | 0
Operating EHV/HV | 0 |  | 0 | 0
Operating 132kV/HV | 0 |  | 0 | 0
Operating HV | 0 |  | 0 | 0
Operating HV/LV | 0 |  | 0 | 0
Operating LV circuits | 0 |  | 0 | 0
Operating LV customer |  | 0 |  | 0
Operating HV customer |  | 6.3623 |  | 0
Scaler | 0 | 0 | 0 | 0
Rounding | -0.00012313 | -0.0022622 | -6.296e-05 | 0
Total | -0.294 | 6.36 | 0.07 | 0 | 0 | 0
HV Sub Generation Non-Intermittent
| Rate 1 units (MWh) | Rate 2 units (MWh) | Rate 3 units (MWh) | MPANs | Reactive power units (MVArh) | MWh/year | MWh/MPAN/year
HV Sub Generation Non-Intermittent | 0 | 0 | 0 | 0 | 0 | 0
| Unit rate 1 p/kWh | Unit rate 2 p/kWh | Unit rate 3 p/kWh | Fixed charge p/MPAN/day | Reactive power charge p/kVArh | Average unit rate (p/kWh) | Revenue (£/year) | Average p/kWh | Average £/MPAN/year
Assets 132kV | -0.72183 | -0.062462 | -0.009334 |  | 0.016289 | 0 | 0
Assets 132kV/EHV | -0.66581 | -0.057614 | -0.0086095 |  | 0.014928 | 0 | 0
Assets EHV | -0.39338 | -0.045224 | -0.0060741 |  | 0.0097844 | 0 | 0
Assets EHV/HV | 0 | 0 | 0 |  | 0 | 0 | 0
Assets 132kV/HV | 0 | 0 | 0 |  | 0 | 0 | 0
Assets HV | 0 | 0 | 0 |  | 0 | 0 | 0
Assets HV/LV | 0 | 0 | 0 |  | 0 | 0 | 0
Assets LV circuits | 0 | 0 | 0 |  | 0 | 0 | 0
Assets LV customer |  |  |  | 0 |  | 0 | 0
Assets HV customer |  |  |  | 0 |  | 0 | 0
Transmission exit | -0.57021 | -0.031086 | -0.0054941 |  | 0.011243 | 0 | 0
Operating 132kV | -0.23831 | -0.020622 | -0.0030816 |  | 0.0053778 | 0 | 0
Operating 132kV/EHV | -0.21981 | -0.019021 | -0.0028424 |  | 0.0049285 | 0 | 0
Operating EHV | -0.30203 | -0.034723 | -0.0046636 |  | 0.0075123 | 0 | 0
Operating EHV/HV | 0 | 0 | 0 |  | 0 | 0 | 0
Operating 132kV/HV | 0 | 0 | 0 |  | 0 | 0 | 0
Operating HV | 0 | 0 | 0 |  | 0 | 0 | 0
Operating HV/LV | 0 | 0 | 0 |  | 0 | 0 | 0
Operating LV circuits | 0 | 0 | 0 |  | 0 | 0 | 0
Operating LV customer |  |  |  | 0 |  | 0 | 0
Operating HV customer |  |  |  | 6.3623 |  | 0 | 0
Scaler | 0 | 0 | 0 | 0 | 0 | 0 | 0
Rounding | 0.00038525 | -0.00024756 | 9.9291e-05 | -0.0022622 | -6.296e-05 | 0 | 0
Total | -3.111 | -0.271 | -0.04 | 6.36 | 0.07 | 0 | 0 | 0 | 0

## M-Rev
r6140: Revenue matrix for Electricity North West in 2013/14 (April 2013 Indicative)
This sheet is for information only. It can be deleted without affecting any calculations elsewhere in the model.
3901. Revenue matrix by tariff
Revenue matrix by tariff, charging element and network level
| Assets 132kV | Assets 132kV/EHV | Assets EHV | Assets EHV/HV | Assets 132kV/HV | Assets HV | Assets HV/LV | Assets LV circuits | Assets LV customer | Assets HV customer | Transmission exit | Operating 132kV | Operating 132kV/EHV | Operating EHV | Operating EHV/HV | Operating 132kV/HV | Operating HV | Operating HV/LV | Operating LV circuits | Operating LV customer | Operating HV customer | Scaler | Rounding | Total net revenue by tariff (£/year)
Domestic Unrestricted | 11849899.9618 | 10930167.6776 | 16660261.3692 | 20630446.3853 | 0 | 20979798.7383 | 18133943.1536 | 491347.9388 | 0 | 0 | 8178859.4643 | 3912217.7256 | 3608570.1879 | 5500347.6866 | 6811095.3084 | 0 | 9894904.5704 | 8552686.2878 | 5407247.0981 | 18748958.1852 | 0 | 68720089.9864 | -7625.3722 | 239003216.3532
Domestic Two Rate | 1202920.9519 | 1109556.0089 | 1672452.8545 | 2071002.8602 | 0 | 2106072.8586 | 1820389.5076 | 48159.9046 | 0 | 0 | 842146.2888 | 397141.6371 | 366317.4119 | 552156.535 | 683736.9198 | 0 | 993307.4294 | 858567.8387 | 529996.1269 | 1837695.7887 | 0 | 7075848.289 | -694.8022 | 24166774.4093
Domestic Off Peak (related MPAN) | 4930.1188 | 4547.4667 | 7627.7011 | 9445.4028 | 0 | 9605.3496 | 8302.4087 | 0 |  |  | 2850.5109 | 1627.6676 | 1501.3359 | 2518.2683 | 3118.3784 | 0 | 4530.2635 | 3915.745 | 0 |  |  | 23950.4501 | -38.263 | 88432.8042
Small Non Domestic Unrestricted | 2367633.3858 | 2183869.0613 | 3328753.0832 | 4122003.8805 | 0 | 4191805.1697 | 3623197.6105 | 29738.4595 | 0 | 0 | 1634152.2534 | 781668.8183 | 720999.4413 | 1098980.317 | 1360870.2772 | 0 | 1977021.4504 | 1708843.5901 | 327269.5089 | 1133769.6821 | 0 | 13730409.5268 | 1756.1271 | 44322741.6431
Small Non Domestic Two Rate | 850555.237 | 784539.2273 | 1204885.3646 | 1492012.782 | 0 | 1517278.2642 | 1311463.3813 | 7669.7846 | 0 | 0 | 580894.8842 | 280808.8917 | 259013.8551 | 397790.1835 | 492584.6523 | 0 | 715608.5632 | 618538.1074 | 84405.4024 | 292408.1947 | 0 | 4880772.0546 | -1693.9733 | 15769534.8568
Small Non Domestic Off Peak (related MPAN) | 4181.5776 | 3857.0237 | 6463.939 | 8004.3131 | 0 | 8139.8567 | 7035.7061 | 0 |  |  | 2405.4882 | 1380.5384 | 1273.3877 | 2134.0549 | 2642.6059 | 0 | 3839.079 | 3318.3179 | 0 |  |  | 20211.2979 | 113.4595 | 75000.6455
LV Medium Non-Domestic | 1424094.9451 | 1313563.5397 | 2010427.5865 | 2489517.8782 | 0 | 2531674.9364 | 2188259.7614 | 46389.7939 | 0 | 0 | 978275.7289 | 470161.7317 | 433670.0377 | 663738.1299 | 821908.7083 | 0 | 1194038.237 | 1032070.03 | 510516.1913 | 434985.1538 | 0 | 8219629.6945 | 1238.3048 | 26764160.3892
LV Sub Medium Non-Domestic | 46182.6684 | 42598.1916 | 65252.993 | 80802.9564 | 0 | 82171.2595 | 2347.9847 | 0 | 0 | 0 | 31684.8875 | 15247.1037 | 14063.6968 | 21543.1283 | 26676.9137 | 0 | 38755.2226 | 25839.3946 | 0 | 44478.1874 | 0 | 266221.5105 | 150.4259 | 804016.5247
HV Medium Non-Domestic | 12164.3311 | 11220.1942 | 18072.5036 | 11421.9564 | 0 | 2603.2601 | 0 | 0 | 0 | 0 | 8316.7045 | 4016.0265 | 3704.3218 | 5966.5963 | 8769.6119 | 0 | 9549.5606 | 0 | 0 | 0 | 25673.7399 | 69878.286 | -32.6263 | 191324.4666
LV HH Metered | 1376616.0582 | 1269629.2371 | 1942480.419 | 2407472.9965 | 0 | 2947356.6539 | 4273203.902 | 119985.0946 | 0 | 0 | 946215.7323 | 454486.6844 | 419165.2269 | 641305.5259 | 794821.7758 | 0 | 1390090.2096 | 2015412.3187 | 1320426.9389 | 215488.1841 | 0 | 7950256.4572 | 13457.9846 | 30497871.3997
LV Sub HH Metered | 1275235.7451 | 1176126.7197 | 1802589.1383 | 2234108.963 | 0 | 3963746.3382 | 146831.7588 | 0 | 0 | 0 | 874214.6908 | 421016.2029 | 388295.5818 | 595120.7353 | 737586.0315 | 0 | 1869459.8669 | 1615872.458 | 0 | 233424.0741 | 0 | 7345292.15 | -5290.898 | 24673629.5564
HV HH Metered | 4358242.0616 | 4019617.1362 | 7322354.4219 | 6413975.4931 | 0 | 1461855.2212 | 0 | 0 | 0 | 0 | 2999917.7411 | 1438863.7795 | 1327067.5247 | 2417458.7849 | 4924557.0508 | 0 | 5362535.5741 | 0 | 0 | 0 | 735672.7443 | 25205790.3699 | 3487.0706 | 67991394.974
HV Sub HH Metered | 0 | 0 | 0 | 0 | 0 | 0 | 0 | 0 | 0 | 0 | 0 | 0 | 0 | 0 | 0 | 0 | 0 | 0 | 0 | 0 | 0 | 0 | 0 | 0
NHH UMS category A | 29505.6342 | 27215.5487 | 41483.1838 | 51368.7379 | 0 | 52238.6071 | 45152.5747 | 1150.5171 | 0 |  | 20364.9344 | 9741.2185 | 8985.152 | 13695.5795 | 16959.2729 | 0 | 24637.7974 | 21295.7438 | 12661.3539 | 625568.407 |  | 171109.4478 | 40.8741 | 1173174.5849
NHH UMS category B | 12424.0914 | 11459.7932 | 16640.1985 | 20605.6025 | 0 | 20954.5341 | 18112.1056 | 461.5083 | 0 |  | 9491.5141 | 4101.7857 | 3783.4249 | 5493.724 | 6802.8932 | 0 | 9882.9888 | 8542.3869 | 5078.8639 | 195439.1208 |  | 79749.2246 | 44.8758 | 429068.6362
NHH UMS category C | 2.3242 | 2.1438 | 3.0936 | 3.8308 | 0 | 3.8957 | 3.3672 | 0.085799 | 0 |  | 1.795 | 0.76733 | 0.70777 | 1.0213 | 1.2647 | 0 | 1.8373 | 1.5881 | 0.94421 | 20.221 |  | 15.0816 | 0.0055389 | 63.975
NHH UMS category D | 0 | 0 | 0 | 0 | 0 | 0 | 0 | 0 | 0 |  | 0 | 0 | 0 | 0 | 0 | 0 | 0 | 0 | 0 | 0 |  | 0 | 0 | 0
LV UMS (Pseudo HH Metered) | 245934.4033 | 226846.1568 | 331025.5707 | 409909.853 | 0 | 416851.1944 | 360306.4051 | 9180.8424 | 0 |  | 186081.1148 | 81194.6881 | 74892.7467 | 109287.345 | 135330.8128 | 0 | 196603.5442 | 169934.7806 | 101034.4803 | 4047258.8782 |  | 1563483.3938 | 843.9012 | 8666000.1114
LV Generation NHH | -642.1955 | -592.3514 | -902.8891 | -1118.0499 | 0 | -1136.9828 | -982.754 | 0 | 0 | 0 | -443.2465 | -212.0194 | -195.5635 | -298.0868 | -369.1217 | 0 | -536.2462 | -463.5057 | 0 | 0 | 0 | 0 | -0.07357 | -7893.086
LV Sub Generation NHH | 0 | 0 | 0 | 0 | 0 | 0 | 0 | 0 | 0 | 0 | 0 | 0 | 0 | 0 | 0 | 0 | 0 | 0 | 0 | 0 | 0 | 0 | 0 | 0
LV Generation Intermittent | -2607.3204 | -2406.4195 | -3667.9746 | -4520.1993 | 0 | -4596.7436 | -3973.2072 | 10.0915 | 0 | 0 | -1799.5854 | -860.8009 | -794.474 | -1210.9735 | -1492.3336 | 0 | -2168.0064 | -1873.922 | 111.0563 | 0 | 0 | 0 | 5.7994 | -31845.013
LV Generation Non-Intermittent | -354.7871 | -327.2773 | -473.5733 | -586.0234 | 0 | -595.947 | -515.1084 | 0.1863 | 0 | 0 | -263.1825 | -117.1322 | -108.0499 | -156.3491 | -193.4743 | 0 | -281.0722 | -242.9455 | 2.0502 | 0 | 0 | 0 | -0.29212 | -4212.9778
LV Sub Generation Intermittent | -111.9978 | -103.3143 | -157.4764 | -194.8664 | 0 | -198.1662 | 0.10639 | 0 | 0 | 0 | -77.3015 | -36.9758 | -34.109 | -51.9905 | -64.3347 | 0 | -93.463 | 1.1708 | 0 | 0 | 0 | 0 | 0.3245 | -1122.3939
LV Sub Generation Non-Intermittent | -1396.6132 | -1288.9703 | -1796.2293 | -2213.0137 | 0 | -2250.4885 | 8.743 | 0 | 0 | 0 | -1085.6422 | -461.0887 | -425.5506 | -593.021 | -730.6215 | 0 | -1061.4196 | 96.2157 | 0 | 0 | 0 | 0 | 4.3072 | -13193.3927
HV Generation Intermittent | -77181.7332 | -71198.6762 | -108524.278 | -57738.3912 | 0 | 297.9492 | 0 | 0 | 0 | 0 | -53271.2134 | -25481.375 | -23506.0823 | -35829.0454 | -44330.6966 | 0 | 1092.9694 | 0 | 0 | 0 | 766.3345 | 0 | -370.8384 | -495275.0766
HV Generation Non-Intermittent | -346331.9051 | -319463.2686 | -486203.8925 | -258812.2652 | 0 | 481.2305 | 0 | 0 | 0 | 0 | -239424.6528 | -114340.6968 | -105470.0771 | -160519.1177 | -198712.2911 | 0 | 1765.3019 | 0 | 0 | 0 | 2252.5589 | 0 | 334.9569 | -2224444.1187
HV Sub Generation Intermittent | 0 | 0 | 0 | 0 | 0 | 0 | 0 | 0 | 0 | 0 | 0 | 0 | 0 | 0 | 0 | 0 | 0 | 0 | 0 | 0 | 0 | 0 | 0 | 0
HV Sub Generation Non-Intermittent | 0 | 0 | 0 | 0 | 0 | 0 | 0 | 0 | 0 | 0 | 0 | 0 | 0 | 0 | 0 | 0 | 0 | 0 | 0 | 0 | 0 | 0 | 0 | 0
3902. Revenues by charging element and network level
Total net revenue by charging element and network level (£/year)
| Assets 132kV | Assets 132kV/EHV | Assets EHV | Assets EHV/HV | Assets 132kV/HV | Assets HV | Assets HV/LV | Assets LV circuits | Assets LV customer | Assets HV customer | Transmission exit | Operating 132kV | Operating 132kV/EHV | Operating EHV | Operating EHV/HV | Operating 132kV/HV | Operating HV | Operating HV/LV | Operating LV circuits | Operating LV customer | Operating HV customer | Scaler | Rounding | Total net revenue (£/year)
Revenues by charging element and network level | 24631896.9433 | 22719434.8489 | 35829047.1075 | 42126921.0825 | 0 | 40284156.9893 | 31933087.4072 | 754094.2073 | 0 | 0 | 16999508.9089 | 8132165.1784 | 7500770.1346 | 11828879.0316 | 16581569.6041 | 0 | 23683484.2586 | 16632355.6007 | 8298750.0153 | 27809494.0773 | 764365.3776 | 145322707.2205 | 5731.2783 | 481838419.272

## LAFs
r6140: Loss adjustment factors and network use matrices for Electricity North West in 2013/14 (April 2013 Indicative)
This sheet calculates matrices of loss adjustment factors and of network use factors.
These matrices map out the extent to which each type of user uses each level of the network, and are used throughout the workbook.
2001. Loss adjustment factors to transmission
Data sources:
x1 = Network level for each tariff (to get loss factors applicable to capacity) (in Loss adjustment factors to transmission)
x2 = 1032. Loss adjustment factors to transmission
Kind: | Fixed data | [6 empty] | Sum-product calculation
Formula: | [7 empty] | =SUMPRODUCT(x1, x2)
Network level for each tariff (to get loss factors applicable to capacity)
| 132kV | 132kV/EHV | EHV | EHV/HV | HV | HV/LV | LV circuits | Loss adjustment factor
Domestic Unrestricted | 0 | 0 | 0 | 0 | 0 | 0 | 1 | 1.102
Domestic Two Rate | 0 | 0 | 0 | 0 | 0 | 0 | 1 | 1.102
Domestic Off Peak (related MPAN) | 0 | 0 | 0 | 0 | 0 | 0 | 1 | 1.102
Small Non Domestic Unrestricted | 0 | 0 | 0 | 0 | 0 | 0 | 1 | 1.102
Small Non Domestic Two Rate | 0 | 0 | 0 | 0 | 0 | 0 | 1 | 1.102
Small Non Domestic Off Peak (related MPAN) | 0 | 0 | 0 | 0 | 0 | 0 | 1 | 1.102
LV Medium Non-Domestic | 0 | 0 | 0 | 0 | 0 | 0 | 1 | 1.102
LV Sub Medium Non-Domestic | 0 | 0 | 0 | 0 | 0 | 1 | 0 | 1.052
HV Medium Non-Domestic | 0 | 0 | 0 | 0 | 1 | 0 | 0 | 1.039
LV HH Metered | 0 | 0 | 0 | 0 | 0 | 0 | 1 | 1.102
LV Sub HH Metered | 0 | 0 | 0 | 0 | 0 | 1 | 0 | 1.052
HV HH Metered | 0 | 0 | 0 | 0 | 1 | 0 | 0 | 1.039
HV Sub HH Metered | 0 | 0 | 0 | 1 | 0 | 0 | 0 | 1.027
NHH UMS category A | 0 | 0 | 0 | 0 | 0 | 0 | 1 | 1.102
NHH UMS category B | 0 | 0 | 0 | 0 | 0 | 0 | 1 | 1.102
NHH UMS category C | 0 | 0 | 0 | 0 | 0 | 0 | 1 | 1.102
NHH UMS category D | 0 | 0 | 0 | 0 | 0 | 0 | 1 | 1.102
LV UMS (Pseudo HH Metered) | 0 | 0 | 0 | 0 | 0 | 0 | 1 | 1.102
LV Generation NHH | 0 | 0 | 0 | 0 | 0 | 0 | 1 | 1.102
LV Sub Generation NHH | 0 | 0 | 0 | 0 | 0 | 1 | 0 | 1.052
LV Generation Intermittent | 0 | 0 | 0 | 0 | 0 | 0 | 1 | 1.102
LV Generation Non-Intermittent | 0 | 0 | 0 | 0 | 0 | 0 | 1 | 1.102
LV Sub Generation Intermittent | 0 | 0 | 0 | 0 | 0 | 1 | 0 | 1.052
LV Sub Generation Non-Intermittent | 0 | 0 | 0 | 0 | 0 | 1 | 0 | 1.052
HV Generation Intermittent | 0 | 0 | 0 | 0 | 1 | 0 | 0 | 1.039
HV Generation Non-Intermittent | 0 | 0 | 0 | 0 | 1 | 0 | 0 | 1.039
HV Sub Generation Intermittent | 0 | 0 | 0 | 1 | 0 | 0 | 0 | 1.027
HV Sub Generation Non-Intermittent | 0 | 0 | 0 | 1 | 0 | 0 | 0 | 1.027
2002. Mapping of DRM network levels to core network levels
| 132kV | 132kV/EHV | EHV | EHV/HV | HV | HV/LV | LV circuits
132kV | 1 | 0 | 0 | 0 | 0 | 0 | 0
132kV/EHV | 0 | 1 | 0 | 0 | 0 | 0 | 0
EHV | 0 | 0 | 1 | 0 | 0 | 0 | 0
EHV/HV | 0 | 0 | 0 | 1 | 0 | 0 | 0
132kV/HV | 0 | 0 | 0 | 1 | 0 | 0 | 0
HV | 0 | 0 | 0 | 0 | 1 | 0 | 0
HV/LV | 0 | 0 | 0 | 0 | 0 | 1 | 0
LV circuits | 0 | 0 | 0 | 0 | 0 | 0 | 1
2003. Loss adjustment factor to transmission for each DRM network level
Data sources:
x1 = 2002. Mapping of DRM network levels to core network levels
x2 = 1032. Loss adjustment factors to transmission
Sum-product calculation =SUMPRODUCT(x1, x2)
Loss adjustment factor to transmission for each DRM network level
132kV | 1.01
132kV/EHV | 1.015
EHV | 1.021
EHV/HV | 1.027
132kV/HV | 1.027
HV | 1.039
HV/LV | 1.052
LV circuits | 1.102
2004. Loss adjustment factor to transmission for each network level
Data sources:
x1 = 2003. Loss adjustment factor to transmission for each DRM network level
x2 = 1 for GSP level
Combine tables = x1 or x2
| GSPs | 132kV | 132kV/EHV | EHV | EHV/HV | 132kV/HV | HV | HV/LV | LV circuits
Loss adjustment factor to transmission for each network level | 1 | 1.01 | 1.015 | 1.021 | 1.027 | 1.027 | 1.039 | 1.052 | 1.102
2005. Network use factors
These network use factors indicate to what extent each network level is used by each tariff.
This table reflects the policy that generators receive credits only in respect of network levels above the voltage of connection. Generators do not receive credits at the voltage of connection.
The factors in this table are before any adjustment for a 132kV/HV network level or for generation-dominated areas.
| GSPs | 132kV | 132kV/EHV | EHV | EHV/HV | HV | HV/LV | LV circuits
Domestic Unrestricted | 1 | 1 | 1 | 1 | 1 | 1 | 1 | 1
Domestic Two Rate | 1 | 1 | 1 | 1 | 1 | 1 | 1 | 1
Domestic Off Peak (related MPAN) | 1 | 1 | 1 | 1 | 1 | 1 | 1 | 1
Small Non Domestic Unrestricted | 1 | 1 | 1 | 1 | 1 | 1 | 1 | 1
Small Non Domestic Two Rate | 1 | 1 | 1 | 1 | 1 | 1 | 1 | 1
Small Non Domestic Off Peak (related MPAN) | 1 | 1 | 1 | 1 | 1 | 1 | 1 | 1
LV Medium Non-Domestic | 1 | 1 | 1 | 1 | 1 | 1 | 1 | 1
LV Sub Medium Non-Domestic | 1 | 1 | 1 | 1 | 1 | 1 | 1 | 0
HV Medium Non-Domestic | 1 | 1 | 1 | 1 | 1 | 1 | 0 | 0
LV HH Metered | 1 | 1 | 1 | 1 | 1 | 1 | 1 | 1
LV Sub HH Metered | 1 | 1 | 1 | 1 | 1 | 1 | 1 | 0
HV HH Metered | 1 | 1 | 1 | 1 | 1 | 1 | 0 | 0
HV Sub HH Metered | 1 | 1 | 1 | 1 | 1 | 0 | 0 | 0
NHH UMS category A | 1 | 1 | 1 | 1 | 1 | 1 | 1 | 1
NHH UMS category B | 1 | 1 | 1 | 1 | 1 | 1 | 1 | 1
NHH UMS category C | 1 | 1 | 1 | 1 | 1 | 1 | 1 | 1
NHH UMS category D | 1 | 1 | 1 | 1 | 1 | 1 | 1 | 1
LV UMS (Pseudo HH Metered) | 1 | 1 | 1 | 1 | 1 | 1 | 1 | 1
LV Generation NHH | 1 | 1 | 1 | 1 | 1 | 1 | 1 | 0
LV Sub Generation NHH | 1 | 1 | 1 | 1 | 1 | 1 | 0 | 0
LV Generation Intermittent | 1 | 1 | 1 | 1 | 1 | 1 | 1 | 0
LV Generation Non-Intermittent | 1 | 1 | 1 | 1 | 1 | 1 | 1 | 0
LV Sub Generation Intermittent | 1 | 1 | 1 | 1 | 1 | 1 | 0 | 0
LV Sub Generation Non-Intermittent | 1 | 1 | 1 | 1 | 1 | 1 | 0 | 0
HV Generation Intermittent | 1 | 1 | 1 | 1 | 1 | 0 | 0 | 0
HV Generation Non-Intermittent | 1 | 1 | 1 | 1 | 1 | 0 | 0 | 0
HV Sub Generation Intermittent | 1 | 1 | 1 | 1 | 0 | 0 | 0 | 0
HV Sub Generation Non-Intermittent | 1 | 1 | 1 | 1 | 0 | 0 | 0 | 0
2006. Proportion going through 132kV/EHV
Data sources:
x1 = 1018. Proportion of relevant load going through 132kV/HV direct transformation
Calculation =1-x1
132kV/EHV
132kV/EHV | 100%
2007. Proportion going through EHV
Data sources:
x1 = 1018. Proportion of relevant load going through 132kV/HV direct transformation
Calculation =1-x1
EHV
EHV | 100%
2008. Proportion going through EHV/HV
Data sources:
x1 = 1018. Proportion of relevant load going through 132kV/HV direct transformation
Calculation =1-x1
EHV/HV
EHV/HV | 100%
2009. Rerouteing matrix for all network levels
Data sources:
x1 = 1018. Proportion of relevant load going through 132kV/HV direct transformation
x2 = 2006. Proportion going through 132kV/EHV
x3 = 2007. Proportion going through EHV
x4 = 2008. Proportion going through EHV/HV
x5 = Rerouteing matrix: default elements
x6 = Map GSP to GSP
Combine tables = x1 or x2 or x3 or x4 or x5 or x6
| GSPs | 132kV | 132kV/EHV | EHV | EHV/HV | HV | HV/LV | LV circuits
GSPs | 1
132kV |  | 100% | 0% | 0% | 0% | 0% | 0% | 0%
132kV/EHV |  | 0% | 100% | 0% | 0% | 0% | 0% | 0%
EHV |  | 0% | 0% | 100% | 0% | 0% | 0% | 0%
EHV/HV |  | 0% | 0% | 0% | 100% | 0% | 0% | 0%
132kV/HV |  | 0% | 0% | 0% | 0% | 0% | 0% | 0%
HV |  | 0% | 0% | 0% | 0% | 100% | 0% | 0%
HV/LV |  | 0% | 0% | 0% | 0% | 0% | 100% | 0%
LV circuits |  | 0% | 0% | 0% | 0% | 0% | 0% | 100%
2010. Network use factors: interim step in calculations before adjustments
Data sources:
x1 = 2005. Network use factors
x2 = 2009. Rerouteing matrix for all network levels
Sum-product calculation =SUMPRODUCT(x1, x2)
| GSPs | 132kV | 132kV/EHV | EHV | EHV/HV | 132kV/HV | HV | HV/LV | LV circuits
Domestic Unrestricted | 1 | 1 | 1 | 1 | 1 | 0 | 1 | 1 | 1
Domestic Two Rate | 1 | 1 | 1 | 1 | 1 | 0 | 1 | 1 | 1
Domestic Off Peak (related MPAN) | 1 | 1 | 1 | 1 | 1 | 0 | 1 | 1 | 1
Small Non Domestic Unrestricted | 1 | 1 | 1 | 1 | 1 | 0 | 1 | 1 | 1
Small Non Domestic Two Rate | 1 | 1 | 1 | 1 | 1 | 0 | 1 | 1 | 1
Small Non Domestic Off Peak (related MPAN) | 1 | 1 | 1 | 1 | 1 | 0 | 1 | 1 | 1
LV Medium Non-Domestic | 1 | 1 | 1 | 1 | 1 | 0 | 1 | 1 | 1
LV Sub Medium Non-Domestic | 1 | 1 | 1 | 1 | 1 | 0 | 1 | 1 | 0
HV Medium Non-Domestic | 1 | 1 | 1 | 1 | 1 | 0 | 1 | 0 | 0
LV HH Metered | 1 | 1 | 1 | 1 | 1 | 0 | 1 | 1 | 1
LV Sub HH Metered | 1 | 1 | 1 | 1 | 1 | 0 | 1 | 1 | 0
HV HH Metered | 1 | 1 | 1 | 1 | 1 | 0 | 1 | 0 | 0
HV Sub HH Metered | 1 | 1 | 1 | 1 | 1 | 0 | 0 | 0 | 0
NHH UMS category A | 1 | 1 | 1 | 1 | 1 | 0 | 1 | 1 | 1
NHH UMS category B | 1 | 1 | 1 | 1 | 1 | 0 | 1 | 1 | 1
NHH UMS category C | 1 | 1 | 1 | 1 | 1 | 0 | 1 | 1 | 1
NHH UMS category D | 1 | 1 | 1 | 1 | 1 | 0 | 1 | 1 | 1
LV UMS (Pseudo HH Metered) | 1 | 1 | 1 | 1 | 1 | 0 | 1 | 1 | 1
LV Generation NHH | 1 | 1 | 1 | 1 | 1 | 0 | 1 | 1 | 0
LV Sub Generation NHH | 1 | 1 | 1 | 1 | 1 | 0 | 1 | 0 | 0
LV Generation Intermittent | 1 | 1 | 1 | 1 | 1 | 0 | 1 | 1 | 0
LV Generation Non-Intermittent | 1 | 1 | 1 | 1 | 1 | 0 | 1 | 1 | 0
LV Sub Generation Intermittent | 1 | 1 | 1 | 1 | 1 | 0 | 1 | 0 | 0
LV Sub Generation Non-Intermittent | 1 | 1 | 1 | 1 | 1 | 0 | 1 | 0 | 0
HV Generation Intermittent | 1 | 1 | 1 | 1 | 1 | 0 | 0 | 0 | 0
HV Generation Non-Intermittent | 1 | 1 | 1 | 1 | 1 | 0 | 0 | 0 | 0
HV Sub Generation Intermittent | 1 | 1 | 1 | 1 | 0 | 0 | 0 | 0 | 0
HV Sub Generation Non-Intermittent | 1 | 1 | 1 | 1 | 0 | 0 | 0 | 0 | 0
2011. Network use factors for all tariffs
Data sources:
x1 = Network use factors including 132kV/HV for generation dominated tariffs
x2 = Network use factors including 132kV/HV for HV Sub tariffs
x3 = 2010. Network use factors: interim step in calculations before adjustments
Combine tables = x1 or x2 or x3
| GSPs | 132kV | 132kV/EHV | EHV | EHV/HV | 132kV/HV | HV | HV/LV | LV circuits
Domestic Unrestricted | 1 | 1 | 1 | 1 | 1 | 0 | 1 | 1 | 1
Domestic Two Rate | 1 | 1 | 1 | 1 | 1 | 0 | 1 | 1 | 1
Domestic Off Peak (related MPAN) | 1 | 1 | 1 | 1 | 1 | 0 | 1 | 1 | 1
Small Non Domestic Unrestricted | 1 | 1 | 1 | 1 | 1 | 0 | 1 | 1 | 1
Small Non Domestic Two Rate | 1 | 1 | 1 | 1 | 1 | 0 | 1 | 1 | 1
Small Non Domestic Off Peak (related MPAN) | 1 | 1 | 1 | 1 | 1 | 0 | 1 | 1 | 1
LV Medium Non-Domestic | 1 | 1 | 1 | 1 | 1 | 0 | 1 | 1 | 1
LV Sub Medium Non-Domestic | 1 | 1 | 1 | 1 | 1 | 0 | 1 | 1 | 0
HV Medium Non-Domestic | 1 | 1 | 1 | 1 | 1 | 0 | 1 | 0 | 0
LV HH Metered | 1 | 1 | 1 | 1 | 1 | 0 | 1 | 1 | 1
LV Sub HH Metered | 1 | 1 | 1 | 1 | 1 | 0 | 1 | 1 | 0
HV HH Metered | 1 | 1 | 1 | 1 | 1 | 0 | 1 | 0 | 0
HV Sub HH Metered | 1 | 1 | 1 | 1 | 1 | 0 | 0 | 0 | 0
NHH UMS category A | 1 | 1 | 1 | 1 | 1 | 0 | 1 | 1 | 1
NHH UMS category B | 1 | 1 | 1 | 1 | 1 | 0 | 1 | 1 | 1
NHH UMS category C | 1 | 1 | 1 | 1 | 1 | 0 | 1 | 1 | 1
NHH UMS category D | 1 | 1 | 1 | 1 | 1 | 0 | 1 | 1 | 1
LV UMS (Pseudo HH Metered) | 1 | 1 | 1 | 1 | 1 | 0 | 1 | 1 | 1
LV Generation NHH | 1 | 1 | 1 | 1 | 1 | 0 | 1 | 1 | 0
LV Sub Generation NHH | 1 | 1 | 1 | 1 | 1 | 0 | 1 | 0 | 0
LV Generation Intermittent | 1 | 1 | 1 | 1 | 1 | 0 | 1 | 1 | 0
LV Generation Non-Intermittent | 1 | 1 | 1 | 1 | 1 | 0 | 1 | 1 | 0
LV Sub Generation Intermittent | 1 | 1 | 1 | 1 | 1 | 0 | 1 | 0 | 0
LV Sub Generation Non-Intermittent | 1 | 1 | 1 | 1 | 1 | 0 | 1 | 0 | 0
HV Generation Intermittent | 1 | 1 | 1 | 1 | 1 | 0 | 0 | 0 | 0
HV Generation Non-Intermittent | 1 | 1 | 1 | 1 | 1 | 0 | 0 | 0 | 0
HV Sub Generation Intermittent | 1 | 1 | 1 | 1 | 0 | 0 | 0 | 0 | 0
HV Sub Generation Non-Intermittent | 1 | 1 | 1 | 1 | 0 | 0 | 0 | 0 | 0
2012. Loss adjustment factors between end user meter reading and each network level, scaled by network use
Data sources:
x1 = 2004. Loss adjustment factor to transmission for each network level
x2 = 2011. Network use factors for all tariffs
x3 = 2001. Loss adjustment factor to transmission (in Loss adjustment factors to transmission)
Calculation =IF(x1="",x2,x2*x3/x1)
| GSPs | 132kV | 132kV/EHV | EHV | EHV/HV | 132kV/HV | HV | HV/LV | LV circuits
Domestic Unrestricted | 1.102 | 1.0911 | 1.0857 | 1.0793 | 1.073 | 0 | 1.0606 | 1.0475 | 1
Domestic Two Rate | 1.102 | 1.0911 | 1.0857 | 1.0793 | 1.073 | 0 | 1.0606 | 1.0475 | 1
Domestic Off Peak (related MPAN) | 1.102 | 1.0911 | 1.0857 | 1.0793 | 1.073 | 0 | 1.0606 | 1.0475 | 1
Small Non Domestic Unrestricted | 1.102 | 1.0911 | 1.0857 | 1.0793 | 1.073 | 0 | 1.0606 | 1.0475 | 1
Small Non Domestic Two Rate | 1.102 | 1.0911 | 1.0857 | 1.0793 | 1.073 | 0 | 1.0606 | 1.0475 | 1
Small Non Domestic Off Peak (related MPAN) | 1.102 | 1.0911 | 1.0857 | 1.0793 | 1.073 | 0 | 1.0606 | 1.0475 | 1
LV Medium Non-Domestic | 1.102 | 1.0911 | 1.0857 | 1.0793 | 1.073 | 0 | 1.0606 | 1.0475 | 1
LV Sub Medium Non-Domestic | 1.052 | 1.0416 | 1.0365 | 1.0304 | 1.0243 | 0 | 1.0125 | 1 | 0
HV Medium Non-Domestic | 1.039 | 1.0287 | 1.0236 | 1.0176 | 1.0117 | 0 | 1 | 0 | 0
LV HH Metered | 1.102 | 1.0911 | 1.0857 | 1.0793 | 1.073 | 0 | 1.0606 | 1.0475 | 1
LV Sub HH Metered | 1.052 | 1.0416 | 1.0365 | 1.0304 | 1.0243 | 0 | 1.0125 | 1 | 0
HV HH Metered | 1.039 | 1.0287 | 1.0236 | 1.0176 | 1.0117 | 0 | 1 | 0 | 0
HV Sub HH Metered | 1.027 | 1.0168 | 1.0118 | 1.0059 | 1 | 0 | 0 | 0 | 0
NHH UMS category A | 1.102 | 1.0911 | 1.0857 | 1.0793 | 1.073 | 0 | 1.0606 | 1.0475 | 1
NHH UMS category B | 1.102 | 1.0911 | 1.0857 | 1.0793 | 1.073 | 0 | 1.0606 | 1.0475 | 1
NHH UMS category C | 1.102 | 1.0911 | 1.0857 | 1.0793 | 1.073 | 0 | 1.0606 | 1.0475 | 1
NHH UMS category D | 1.102 | 1.0911 | 1.0857 | 1.0793 | 1.073 | 0 | 1.0606 | 1.0475 | 1
LV UMS (Pseudo HH Metered) | 1.102 | 1.0911 | 1.0857 | 1.0793 | 1.073 | 0 | 1.0606 | 1.0475 | 1
LV Generation NHH | 1.102 | 1.0911 | 1.0857 | 1.0793 | 1.073 | 0 | 1.0606 | 1.0475 | 0
LV Sub Generation NHH | 1.052 | 1.0416 | 1.0365 | 1.0304 | 1.0243 | 0 | 1.0125 | 0 | 0
LV Generation Intermittent | 1.102 | 1.0911 | 1.0857 | 1.0793 | 1.073 | 0 | 1.0606 | 1.0475 | 0
LV Generation Non-Intermittent | 1.102 | 1.0911 | 1.0857 | 1.0793 | 1.073 | 0 | 1.0606 | 1.0475 | 0
LV Sub Generation Intermittent | 1.052 | 1.0416 | 1.0365 | 1.0304 | 1.0243 | 0 | 1.0125 | 0 | 0
LV Sub Generation Non-Intermittent | 1.052 | 1.0416 | 1.0365 | 1.0304 | 1.0243 | 0 | 1.0125 | 0 | 0
HV Generation Intermittent | 1.039 | 1.0287 | 1.0236 | 1.0176 | 1.0117 | 0 | 0 | 0 | 0
HV Generation Non-Intermittent | 1.039 | 1.0287 | 1.0236 | 1.0176 | 1.0117 | 0 | 0 | 0 | 0
HV Sub Generation Intermittent | 1.027 | 1.0168 | 1.0118 | 1.0059 | 0 | 0 | 0 | 0 | 0
HV Sub Generation Non-Intermittent | 1.027 | 1.0168 | 1.0118 | 1.0059 | 0 | 0 | 0 | 0 | 0

## DRM
r6140: Network model for Electricity North West in 2013/14 (April 2013 Indicative)
This sheet collects data from a network model and calculates aggregated annuitised unit costs from these data.
2101. Annuity rate
Data sources:
x1 = 1010. Rate of return (in Financial and general assumptions)
x2 = 1010. Annualisation period (years) (in Financial and general assumptions)
x3 = 1010. Days in the charging year (in Financial and general assumptions)
Calculation =PMT(x1,x2,-1)*IF(OR(x3>366,x3<365),x3/365.25,1)
Annuity rate
Annuity rate | 6.314%
2102. Loss adjustment factor to transmission for each core level
Data sources:
x1 = 1032. Loss adjustment factors to transmission
x2 = 1 for GSP level
Combine tables = x1 or x2
| GSPs | 132kV | 132kV/EHV | EHV | EHV/HV | HV | HV/LV | LV circuits
Loss adjustment factor to transmission for each core level | 1 | 1.01 | 1.015 | 1.021 | 1.027 | 1.039 | 1.052 | 1.102
2103. Loss adjustment factors
Data sources:
x1 = 2102. Loss adjustment factor to transmission for each core level
x2 = Loss adjustment factor to transmission for network level exit (in Loss adjustment factors)
Kind: | Copy cells | Special copy
Formula: | =x1 | = x2
| Loss adjustment factor to transmission for network level exit | Loss adjustment factor to transmission for network level entry
GSPs | 1
132kV | 1.01 | 1
132kV/EHV | 1.015 | 1.01
EHV | 1.021 | 1.015
EHV/HV | 1.027 | 1.021
HV | 1.039 | 1.027
HV/LV | 1.052 | 1.039
LV circuits | 1.102 | 1.052
2104. Diversity calculations
Data sources:
x1 = 1017. Diversity allowance between top and bottom of network level
x2 = Coincidence to system peak at level exit (in Diversity calculations)
Kind: | Special calculation | Special calculation | Special calculation
Formula: | =previous/(1+x1) | =previous/(1+x1) | =1/x2-1
| Coincidence to GSP peak at level exit | Coincidence to system peak at level exit | Diversity allowance between level exit and GSP Group
GSPs |  | 92.18% | 8.478%
132kV | 95.87% | 88.38% | 13.15%
132kV/EHV | 95.87% | 88.38% | 13.15%
EHV | 88.36% | 81.45% | 22.77%
EHV/HV | 88.36% | 81.45% | 22.77%
HV | 66.23% | 61.05% | 63.79%
HV/LV | 66.23% | 61.05% | 63.79%
LV circuits | 66.23% | 61.05%
2105. Network model total maximum demand at substation (MW)
Data sources:
x1 = 1019. Network model GSP peak demand (MW)
x2 = 2104. Coincidence to GSP peak at level exit (in Diversity calculations)
Calculation =x1/x2
Network model total maximum demand at substation (MW)
132kV | 521.541
132kV/EHV | 521.541
EHV | 565.8777
EHV/HV | 565.8777
HV | 754.9432
HV/LV | 754.9432
LV circuits | 754.9432
2106. Network model contribution to system maximum load measured at network level exit (MW)
Data sources:
x1 = 2105. Network model total maximum demand at substation (MW)
x2 = 2104. Coincidence to system peak at level exit (in Diversity calculations)
x3 = 2103. Loss adjustment factor to transmission for network level exit (in Loss adjustment factors)
Calculation =x1*x2/x3
Network model contribution to system maximum load measured at network level exit (MW)
132kV | 456.3578
132kV/EHV | 454.1097
EHV | 451.4411
EHV/HV | 448.8037
HV | 443.6202
HV/LV | 438.1382
LV circuits | 418.259
2107. Rerouteing matrix for DRM network levels
Data sources:
x1 = 1018. Proportion of relevant load going through 132kV/HV direct transformation
x2 = 2006. Proportion going through 132kV/EHV
x3 = 2007. Proportion going through EHV
x4 = 2008. Proportion going through EHV/HV
x5 = Rerouteing matrix: default elements
Combine tables = x1 or x2 or x3 or x4 or x5
| 132kV | 132kV/EHV | EHV | EHV/HV | 132kV/HV | HV | HV/LV | LV circuits
132kV | 100% | 0% | 0% | 0% | 0% | 0% | 0% | 0%
132kV/EHV | 0% | 100% | 0% | 0% | 0% | 0% | 0% | 0%
EHV | 0% | 0% | 100% | 0% | 0% | 0% | 0% | 0%
EHV/HV | 0% | 0% | 0% | 100% | 0% | 0% | 0% | 0%
HV | 0% | 0% | 0% | 0% | 0% | 100% | 0% | 0%
HV/LV | 0% | 0% | 0% | 0% | 0% | 0% | 100% | 0%
LV circuits | 0% | 0% | 0% | 0% | 0% | 0% | 0% | 100%
2108. GSP simultaneous maximum load assumed through each network level (MW)
Data sources:
x1 = 2106. Network model contribution to system maximum load measured at network level exit (MW)
x2 = 2107. Rerouteing matrix for DRM network levels
Sum-product calculation =SUMPRODUCT(x1, x2)
GSP simultaneous maximum load assumed through each network level (MW)
132kV | 456.3578
132kV/EHV | 454.1097
EHV | 451.4411
EHV/HV | 448.8037
132kV/HV | 0
HV | 443.6202
HV/LV | 438.1382
LV circuits | 418.259
2109. Network model annuity by simultaneous maximum load for each network level (£/kW/year)
Data sources:
x1 = 2108. GSP simultaneous maximum load assumed through each network level (MW)
x2 = 1020. Gross asset cost by network level (£)
x3 = 2101. Annuity rate
Calculation =IF(x1,0.001*x2*x3/x1,0)
Model £/kW SML
Assets 132kV | 5.866
Assets 132kV/EHV | 5.4375
Assets EHV | 8.337
Assets EHV/HV | 10.3845
Assets 132kV/HV | 0
Assets HV | 15.2624
Assets HV/LV | 13.3572
Assets LV circuits | 8.3189

## SM
r6140: Service models for Electricity North West in 2013/14 (April 2013 Indicative)
This sheet collects and processes data from the service models.
2201. Asset £/customer from LV service models
Data sources:
x1 = 1025. Matrix of applicability of LV service models to tariffs with fixed charges
x2 = 1022. LV service model asset cost (£)
Sum-product calculation =SUMPRODUCT(x1, x2)
Assets LV customer
Domestic Unrestricted | 455.4
Domestic Two Rate | 455.4
Small Non Domestic Unrestricted | 455
Small Non Domestic Two Rate | 455
LV Medium Non-Domestic | 1858.0585
LV Sub Medium Non-Domestic | 6118
LV HH Metered | 2089
LV Sub HH Metered | 6118
LV Generation NHH | 0
LV Sub Generation NHH | 0
LV Generation Intermittent | 0
LV Generation Non-Intermittent | 0
LV Sub Generation Intermittent | 0
LV Sub Generation Non-Intermittent | 0
2202. Asset £/(MWh/year) from LV service models
Data sources:
x1 = 1026. Matrix of applicability of LV service models to unmetered tariffs
x2 = 1022. LV service model asset cost (£)
Sum-product calculation =SUMPRODUCT(x1, x2)
Assets LV customer
Asset £/(MWh/year) from LV service models | 695.508
2203. Service model asset p/kWh charge for unmetered tariffs
Data sources:
x1 = 1010. Annuity proportion for customer-contributed assets (in Financial and general assumptions)
x2 = 2202. Asset £/(MWh/year) from LV service models
x3 = 2101. Annuity rate
Calculation =0.1*x1*x2*x3
Assets LV customer
Service model asset p/kWh charge for unmetered tariffs | 0
2204. Asset £/customer from HV service models
Data sources:
x1 = 1028. Matrix of applicability of HV service models to tariffs with fixed charges
x2 = 1023. HV service model asset cost (£)
Sum-product calculation =SUMPRODUCT(x1, x2)
Assets HV customer
HV Medium Non-Domestic | 17965
HV HH Metered | 17965
HV Sub HH Metered | 23578
HV Generation Intermittent | 1114
HV Generation Non-Intermittent | 1114
HV Sub Generation Intermittent | 1114
HV Sub Generation Non-Intermittent | 1114
2205. Service model assets by tariff (£)
Data sources:
x1 = 2201. Asset £/customer from LV service models
x2 = 2204. Asset £/customer from HV service models
Combine tables = x1 or x2
| Assets LV customer | Assets HV customer
Domestic Unrestricted | 455.4
Domestic Two Rate | 455.4
Domestic Off Peak (related MPAN)
Small Non Domestic Unrestricted | 455
Small Non Domestic Two Rate | 455
Small Non Domestic Off Peak (related MPAN)
LV Medium Non-Domestic | 1858.0585
LV Sub Medium Non-Domestic | 6118
HV Medium Non-Domestic |  | 17965
LV HH Metered | 2089
LV Sub HH Metered | 6118
HV HH Metered |  | 17965
HV Sub HH Metered |  | 23578
NHH UMS category A
NHH UMS category B
NHH UMS category C
NHH UMS category D
LV UMS (Pseudo HH Metered)
LV Generation NHH | 0
LV Sub Generation NHH | 0
LV Generation Intermittent | 0
LV Generation Non-Intermittent | 0
LV Sub Generation Intermittent | 0
LV Sub Generation Non-Intermittent | 0
HV Generation Intermittent |  | 1114
HV Generation Non-Intermittent |  | 1114
HV Sub Generation Intermittent |  | 1114
HV Sub Generation Non-Intermittent |  | 1114
2206. Replacement annuities for service models
Data sources:
x1 = 1010. Days in the charging year (in Financial and general assumptions)
x2 = 2205. Service model assets by tariff (£)
x3 = 2101. Annuity rate
x4 = 1010. Annuity proportion for customer-contributed assets (in Financial and general assumptions)
x5 = Service model p/MPAN/day charge (in Replacement annuities for service models)
Kind: | Calculation |  | Cell summation
Formula: | =100/x1*x2*x3*x4 |  | =SUM(x5)
Service model p/MPAN/day charge
| Assets LV customer | Assets HV customer | Service model p/MPAN/day
Domestic Unrestricted | 0 | 0 | 0
Domestic Two Rate | 0 | 0 | 0
Domestic Off Peak (related MPAN) | 0 | 0 | 0
Small Non Domestic Unrestricted | 0 | 0 | 0
Small Non Domestic Two Rate | 0 | 0 | 0
Small Non Domestic Off Peak (related MPAN) | 0 | 0 | 0
LV Medium Non-Domestic | 0 | 0 | 0
LV Sub Medium Non-Domestic | 0 | 0 | 0
HV Medium Non-Domestic | 0 | 0 | 0
LV HH Metered | 0 | 0 | 0
LV Sub HH Metered | 0 | 0 | 0
HV HH Metered | 0 | 0 | 0
HV Sub HH Metered | 0 | 0 | 0
NHH UMS category A | 0 | 0 | 0
NHH UMS category B | 0 | 0 | 0
NHH UMS category C | 0 | 0 | 0
NHH UMS category D | 0 | 0 | 0
LV UMS (Pseudo HH Metered) | 0 | 0 | 0
LV Generation NHH | 0 | 0 | 0
LV Sub Generation NHH | 0 | 0 | 0
LV Generation Intermittent | 0 | 0 | 0
LV Generation Non-Intermittent | 0 | 0 | 0
LV Sub Generation Intermittent | 0 | 0 | 0
LV Sub Generation Non-Intermittent | 0 | 0 | 0
HV Generation Intermittent | 0 | 0 | 0
HV Generation Non-Intermittent | 0 | 0 | 0
HV Sub Generation Intermittent | 0 | 0 | 0
HV Sub Generation Non-Intermittent | 0 | 0 | 0

## Loads
r6140: Load characteristics for Electricity North West in 2013/14 (April 2013 Indicative)
This sheet compiles information about the assumed characteristics of network users.
A load factor represents the average load of a user or user group, relative to the maximum load level of that user or
user group. Load factors are numbers between 0 and 1.
A coincidence factor represents the expectation value of the load of a user or user group at the time of system maximum load,
relative to the maximum load level of that user or user group. Coincidence factors are numbers between 0 and 1.
A load coefficient is the expectation value of the load of a user or user group at the time of system maximum load, relative to the average load level of that user or user group.
For demand users, the load coefficient is a demand coefficient and can be calculated as the ratio of the coincidence factor to the load factor.
2301. Demand coefficient (load at time of system maximum load divided by average load)
Data sources:
x1 = 1041. Coincidence factor to system maximum load for each type of demand user (in Load profile data for demand users)
x2 = 1041. Load factor for each type of demand user (in Load profile data for demand users)
Calculation =x1/x2
Demand coefficient
Domestic Unrestricted | 2.1845
Domestic Two Rate | 1.3915
Domestic Off Peak (related MPAN) | 0
Small Non Domestic Unrestricted | 1.8249
Small Non Domestic Two Rate | 1.3927
Small Non Domestic Off Peak (related MPAN) | 0
LV Medium Non-Domestic | 1.5128
LV Sub Medium Non-Domestic | 1.495
HV Medium Non-Domestic | 1.54
LV HH Metered | 1.1672
LV Sub HH Metered | 1.336
HV HH Metered | 1.1888
HV Sub HH Metered | 1.1888
NHH UMS category A | 1
NHH UMS category B | 2.1082
NHH UMS category C | 3.8757
NHH UMS category D | 0
LV UMS (Pseudo HH Metered) | 1.5812
2302. Load coefficient
Data sources:
x1 = 2301. Demand coefficient (load at time of system maximum load divided by average load)
x2 = Negative of generation coefficient; set to -1
Combine tables = x1 or x2
Load coefficient
Domestic Unrestricted | 2.1845
Domestic Two Rate | 1.3915
Domestic Off Peak (related MPAN) | 0
Small Non Domestic Unrestricted | 1.8249
Small Non Domestic Two Rate | 1.3927
Small Non Domestic Off Peak (related MPAN) | 0
LV Medium Non-Domestic | 1.5128
LV Sub Medium Non-Domestic | 1.495
HV Medium Non-Domestic | 1.54
LV HH Metered | 1.1672
LV Sub HH Metered | 1.336
HV HH Metered | 1.1888
HV Sub HH Metered | 1.1888
NHH UMS category A | 1
NHH UMS category B | 2.1082
NHH UMS category C | 3.8757
NHH UMS category D | 0
LV UMS (Pseudo HH Metered) | 1.5812
LV Generation NHH | -1
LV Sub Generation NHH | -1
LV Generation Intermittent | -1
LV Generation Non-Intermittent | -1
LV Sub Generation Intermittent | -1
LV Sub Generation Non-Intermittent | -1
HV Generation Intermittent | -1
HV Generation Non-Intermittent | -1
HV Sub Generation Intermittent | -1
HV Sub Generation Non-Intermittent | -1
2303. Discount map
| No discount | LDNO LV: LV user | LDNO HV: LV user | LDNO HV: LV sub user | LDNO HV: HV user
> Domestic Unrestricted
Domestic Unrestricted | 1 | 0 | 0 | 0 | 0
LDNO LV: Domestic Unrestricted | 0 | 1 | 0 | 0 | 0
LDNO HV: Domestic Unrestricted | 0 | 0 | 1 | 0 | 0
> Domestic Two Rate
Domestic Two Rate | 1 | 0 | 0 | 0 | 0
LDNO LV: Domestic Two Rate | 0 | 1 | 0 | 0 | 0
LDNO HV: Domestic Two Rate | 0 | 0 | 1 | 0 | 0
> Domestic Off Peak (related MPAN)
Domestic Off Peak (related MPAN) | 1 | 0 | 0 | 0 | 0
LDNO LV: Domestic Off Peak (related MPAN) | 0 | 1 | 0 | 0 | 0
LDNO HV: Domestic Off Peak (related MPAN) | 0 | 0 | 1 | 0 | 0
> Small Non Domestic Unrestricted
Small Non Domestic Unrestricted | 1 | 0 | 0 | 0 | 0
LDNO LV: Small Non Domestic Unrestricted | 0 | 1 | 0 | 0 | 0
LDNO HV: Small Non Domestic Unrestricted | 0 | 0 | 1 | 0 | 0
> Small Non Domestic Two Rate
Small Non Domestic Two Rate | 1 | 0 | 0 | 0 | 0
LDNO LV: Small Non Domestic Two Rate | 0 | 1 | 0 | 0 | 0
LDNO HV: Small Non Domestic Two Rate | 0 | 0 | 1 | 0 | 0
> Small Non Domestic Off Peak (related MPAN)
Small Non Domestic Off Peak (related MPAN) | 1 | 0 | 0 | 0 | 0
LDNO LV: Small Non Domestic Off Peak (related MPAN) | 0 | 1 | 0 | 0 | 0
LDNO HV: Small Non Domestic Off Peak (related MPAN) | 0 | 0 | 1 | 0 | 0
> LV Medium Non-Domestic
LV Medium Non-Domestic | 1 | 0 | 0 | 0 | 0
LDNO LV: LV Medium Non-Domestic | 0 | 1 | 0 | 0 | 0
LDNO HV: LV Medium Non-Domestic | 0 | 0 | 1 | 0 | 0
> LV Sub Medium Non-Domestic
LV Sub Medium Non-Domestic | 1 | 0 | 0 | 0 | 0
> HV Medium Non-Domestic
HV Medium Non-Domestic | 1 | 0 | 0 | 0 | 0
> LV HH Metered
LV HH Metered | 1 | 0 | 0 | 0 | 0
LDNO LV: LV HH Metered | 0 | 1 | 0 | 0 | 0
LDNO HV: LV HH Metered | 0 | 0 | 1 | 0 | 0
> LV Sub HH Metered
LV Sub HH Metered | 1 | 0 | 0 | 0 | 0
LDNO HV: LV Sub HH Metered | 0 | 0 | 0 | 1 | 0
> HV HH Metered
HV HH Metered | 1 | 0 | 0 | 0 | 0
LDNO HV: HV HH Metered | 0 | 0 | 0 | 0 | 1
> HV Sub HH Metered
HV Sub HH Metered | 1 | 0 | 0 | 0 | 0
> NHH UMS category A
NHH UMS category A | 1 | 0 | 0 | 0 | 0
LDNO LV: NHH UMS category A | 0 | 1 | 0 | 0 | 0
LDNO HV: NHH UMS category A | 0 | 0 | 1 | 0 | 0
> NHH UMS category B
NHH UMS category B | 1 | 0 | 0 | 0 | 0
LDNO LV: NHH UMS category B | 0 | 1 | 0 | 0 | 0
LDNO HV: NHH UMS category B | 0 | 0 | 1 | 0 | 0
> NHH UMS category C
NHH UMS category C | 1 | 0 | 0 | 0 | 0
LDNO LV: NHH UMS category C | 0 | 1 | 0 | 0 | 0
LDNO HV: NHH UMS category C | 0 | 0 | 1 | 0 | 0
> NHH UMS category D
NHH UMS category D | 1 | 0 | 0 | 0 | 0
LDNO LV: NHH UMS category D | 0 | 1 | 0 | 0 | 0
LDNO HV: NHH UMS category D | 0 | 0 | 1 | 0 | 0
> LV UMS (Pseudo HH Metered)
LV UMS (Pseudo HH Metered) | 1 | 0 | 0 | 0 | 0
LDNO LV: LV UMS (Pseudo HH Metered) | 0 | 1 | 0 | 0 | 0
LDNO HV: LV UMS (Pseudo HH Metered) | 0 | 0 | 1 | 0 | 0
> LV Generation NHH
LV Generation NHH | 1 | 0 | 0 | 0 | 0
LDNO LV: LV Generation NHH | 1 | 0 | 0 | 0 | 0
LDNO HV: LV Generation NHH | 1 | 0 | 0 | 0 | 0
> LV Sub Generation NHH
LV Sub Generation NHH | 1 | 0 | 0 | 0 | 0
LDNO HV: LV Sub Generation NHH | 1 | 0 | 0 | 0 | 0
> LV Generation Intermittent
LV Generation Intermittent | 1 | 0 | 0 | 0 | 0
LDNO LV: LV Generation Intermittent | 1 | 0 | 0 | 0 | 0
LDNO HV: LV Generation Intermittent | 1 | 0 | 0 | 0 | 0
> LV Generation Non-Intermittent
LV Generation Non-Intermittent | 1 | 0 | 0 | 0 | 0
LDNO LV: LV Generation Non-Intermittent | 1 | 0 | 0 | 0 | 0
LDNO HV: LV Generation Non-Intermittent | 1 | 0 | 0 | 0 | 0
> LV Sub Generation Intermittent
LV Sub Generation Intermittent | 1 | 0 | 0 | 0 | 0
LDNO HV: LV Sub Generation Intermittent | 1 | 0 | 0 | 0 | 0
> LV Sub Generation Non-Intermittent
LV Sub Generation Non-Intermittent | 1 | 0 | 0 | 0 | 0
LDNO HV: LV Sub Generation Non-Intermittent | 1 | 0 | 0 | 0 | 0
> HV Generation Intermittent
HV Generation Intermittent | 1 | 0 | 0 | 0 | 0
LDNO HV: HV Generation Intermittent | 1 | 0 | 0 | 0 | 0
> HV Generation Non-Intermittent
HV Generation Non-Intermittent | 1 | 0 | 0 | 0 | 0
LDNO HV: HV Generation Non-Intermittent | 1 | 0 | 0 | 0 | 0
> HV Sub Generation Intermittent
HV Sub Generation Intermittent | 1 | 0 | 0 | 0 | 0
> HV Sub Generation Non-Intermittent
HV Sub Generation Non-Intermittent | 1 | 0 | 0 | 0 | 0
2304. LDNO discounts and volumes adjusted for discount
Data sources:
x1 = 2303. Discount map
x2 = 1037. Embedded network (LDNO) discounts
x3 = 100 per cent discount for generators on LDNO networks
x4 = Discount for each tariff (except for fixed charges) (in LDNO discounts and volumes adjusted for discount)
x5 = 1053. Rate 1 units (MWh) by tariff (in Volume forecasts for the charging year)
x6 = 1053. Rate 2 units (MWh) by tariff (in Volume forecasts for the charging year)
x7 = 1053. Rate 3 units (MWh) by tariff (in Volume forecasts for the charging year)
x8 = 1053. MPANs by tariff (in Volume forecasts for the charging year)
x9 = Discount for each tariff for fixed charges only (in LDNO discounts and volumes adjusted for discount)
x10 = 1053. Import capacity (kVA) by tariff (in Volume forecasts for the charging year)
x11 = 1053. Reactive power units (MVArh) by tariff (in Volume forecasts for the charging year)
Kind: | Sum-product calculation | Combine tables | Calculation | Calculation | Calculation | Calculation | Calculation | Calculation
Formula: | =SUMPRODUCT(x1, x2) | = x3 or x4 | =x5*(1-x4) | =x6*(1-x4) | =x7*(1-x4) | =x8*(1-x9) | =x10*(1-x4) | =x11*(1-x4)
| Discount for each tariff (except for fixed charges) | Discount for each tariff for fixed charges only | Rate 1 units (MWh) | Rate 2 units (MWh) | Rate 3 units (MWh) | MPANs | Import capacity (kVA) | Reactive power units (MVArh)
> Domestic Unrestricted
Domestic Unrestricted | 0% | 0% | 7399575.6677 | 0 | 0 | 1966268.3959 | 0 | 0
LDNO LV: Domestic Unrestricted | 32.55% | 32.55% | 18002.4936 | 0 | 0 | 6338.9403 | 0 | 0
LDNO HV: Domestic Unrestricted | 54.78% | 54.78% | 7063.9469 | 0 | 0 | 2382.5453 | 0 | 0
> Domestic Two Rate
Domestic Two Rate | 0% | 0% | 672421.3915 | 550720.3386 | 0 | 193198.5047 | 0 | 0
LDNO LV: Domestic Two Rate | 32.55% | 32.55% | 138.4113 | 60.747 | 0 | 68.5835 | 0 | 0
LDNO HV: Domestic Two Rate | 54.78% | 54.78% | 777.4461 | 442.2637 | 0 | 313.2992 | 0 | 0
> Domestic Off Peak (related MPAN)
Domestic Off Peak (related MPAN) | 0% | 0% | 29089.7382 | 0 | 0 | 7812.8719 | 0 | 0
LDNO LV: Domestic Off Peak (related MPAN) | 32.55% | 32.55% | 0 | 0 | 0 | 0 | 0 | 0
LDNO HV: Domestic Off Peak (related MPAN) | 54.78% | 54.78% | 0 | 0 | 0 | 0 | 0 | 0
> Small Non Domestic Unrestricted
Small Non Domestic Unrestricted | 0% | 0% | 1773367.1718 | 0 | 0 | 119240.625 | 0 | 0
LDNO LV: Small Non Domestic Unrestricted | 32.55% | 32.55% | 1394.8851 | 0 | 0 | 189.2903 | 0 | 0
LDNO HV: Small Non Domestic Unrestricted | 54.78% | 54.78% | 967.1831 | 0 | 0 | 104.8418 | 0 | 0
> Small Non Domestic Two Rate
Small Non Domestic Two Rate | 0% | 0% | 580219.8807 | 225877.3992 | 0 | 30821.3139 | 0 | 0
LDNO LV: Small Non Domestic Two Rate | 32.55% | 32.55% | 14.9871 | 5.0475 | 0 | 2.7433 | 0 | 0
LDNO HV: Small Non Domestic Two Rate | 54.78% | 54.78% | 164.9099 | 50.0635 | 0 | 4.9049 | 0 | 0
> Small Non Domestic Off Peak (related MPAN)
Small Non Domestic Off Peak (related MPAN) | 0% | 0% | 29762.1609 | 0 | 0 | 4537.4439 | 0 | 0
LDNO LV: Small Non Domestic Off Peak (related MPAN) | 32.55% | 32.55% | 0 | 0 | 0 | 0 | 0 | 0
LDNO HV: Small Non Domestic Off Peak (related MPAN) | 54.78% | 54.78% | 0 | 0 | 0 | 0 | 0 | 0
> LV Medium Non-Domestic
LV Medium Non-Domestic | 0% | 0% | 1029276.3014 | 253869.7108 | 0 | 11223.9828 | 0 | 0
LDNO LV: LV Medium Non-Domestic | 32.55% | 32.55% | 0 | 0 | 0 | 0.91445 | 0 | 0
LDNO HV: LV Medium Non-Domestic | 54.78% | 54.78% | 171.5741 | 38.654 | 0 | 5.518 | 0 | 0
> LV Sub Medium Non-Domestic
LV Sub Medium Non-Domestic | 0% | 0% | 34485.9618 | 9407.0687 | 0 | 348.7533 | 0 | 0
> HV Medium Non-Domestic
HV Medium Non-Domestic | 0% | 0% | 8641.9162 | 2565.3354 | 0 | 68.5556 | 0 | 0
> LV HH Metered
LV HH Metered | 0% | 0% | 115710.0414 | 661020.2533 | 808010.3354 | 4948.4112 | 752209.7968 | 116363.0644
LDNO LV: LV HH Metered | 32.55% | 32.55% | 0 | 0 | 0 | 0 | 0 | 0
LDNO HV: LV HH Metered | 54.78% | 54.78% | 0 | 0 | 0 | 0 | 0 | 0
> LV Sub HH Metered
LV Sub HH Metered | 0% | 0% | 93144.0428 | 545943.1064 | 688947.0248 | 1830.2775 | 631754.0139 | 99562.5146
LDNO HV: LV Sub HH Metered | 30.95% | 30.95% | 0 | 0 | 0 | 0 | 0 | 0
> HV HH Metered
HV HH Metered | 0% | 0% | 348070.4656 | 1911997.1742 | 2977880.4572 | 1964.4375 | 1834857.0807 | 309733.7512
LDNO HV: HV HH Metered | 19.32% | 19.32% | 0 | 0 | 0 | 0 | 0 | 0
> HV Sub HH Metered
HV Sub HH Metered | 0% | 0% | 0 | 0 | 0 | 0 | 0 | 0
> NHH UMS category A
NHH UMS category A | 0% | 0% | 43147.2815 | 0 | 0 | 248 | 0 | 0
LDNO LV: NHH UMS category A | 32.55% | 32.55% | 0 | 0 | 0 | 0 | 0 | 0
LDNO HV: NHH UMS category A | 54.78% | 54.78% | 0 | 0 | 0 | 0 | 0 | 0
> NHH UMS category B
NHH UMS category B | 0% | 0% | 13421.5478 | 0 | 0 | 401 | 0 | 0
LDNO LV: NHH UMS category B | 32.55% | 32.55% | 25.7362 | 0 | 0 | 12.8158 | 0 | 0
LDNO HV: NHH UMS category B | 54.78% | 54.78% | 32.7234 | 0 | 0 | 4.5224 | 0 | 0
> NHH UMS category C
NHH UMS category C | 0% | 0% | 1.3947 | 0 | 0 | 1 | 0 | 0
LDNO LV: NHH UMS category C | 32.55% | 32.55% | 0 | 0 | 0 | 0 | 0 | 0
LDNO HV: NHH UMS category C | 54.78% | 54.78% | 0 | 0 | 0 | 0 | 0 | 0
> NHH UMS category D
NHH UMS category D | 0% | 0% | 0 | 0 | 0 | 0 | 0 | 0
LDNO LV: NHH UMS category D | 32.55% | 32.55% | 0 | 0 | 0 | 0 | 0 | 0
LDNO HV: NHH UMS category D | 54.78% | 54.78% | 0 | 0 | 0 | 0 | 0 | 0
> LV UMS (Pseudo HH Metered)
LV UMS (Pseudo HH Metered) | 0% | 0% | 9424.2316 | 33565.9732 | 236161.07 | 23 | 0 | 0
LDNO LV: LV UMS (Pseudo HH Metered) | 32.55% | 32.55% | 0 | 0 | 0 | 0 | 0 | 0
LDNO HV: LV UMS (Pseudo HH Metered) | 54.78% | 54.78% | 0 | 0 | 0 | 0 | 0 | 0
> LV Generation NHH
LV Generation NHH | 0% | 0% | 878.9628 | 0 | 0 | 51 | 0 | 0
LDNO LV: LV Generation NHH | 0% | 100% | 0 | 0 | 0 | 0 | 0 | 0
LDNO HV: LV Generation NHH | 0% | 100% | 0 | 0 | 0 | 0 | 0 | 0
> LV Sub Generation NHH
LV Sub Generation NHH | 0% | 0% | 0 | 0 | 0 | 0 | 0 | 0
LDNO HV: LV Sub Generation NHH | 0% | 100% | 0 | 0 | 0 | 0 | 0 | 0
> LV Generation Intermittent
LV Generation Intermittent | 0% | 0% | 3907.8049 | 0 | 0 | 39 | 0 | 1417.9368
LDNO LV: LV Generation Intermittent | 0% | 100% | 0 | 0 | 0 | 0 | 0 | 0
LDNO HV: LV Generation Intermittent | 0% | 100% | 0 | 0 | 0 | 0 | 0 | 0
> LV Generation Non-Intermittent
LV Generation Non-Intermittent | 0% | 0% | 38.187 | 77.6749 | 115.0782 | 6 | 0 | 26.1763
LDNO LV: LV Generation Non-Intermittent | 0% | 100% | 0 | 0 | 0 | 0 | 0 | 0
LDNO HV: LV Generation Non-Intermittent | 0% | 100% | 0 | 0 | 0 | 0 | 0 | 0
> LV Sub Generation Intermittent
LV Sub Generation Intermittent | 0% | 0% | 162.8025 | 0 | 0 | 3 | 0 | 9.3101
LDNO HV: LV Sub Generation Intermittent | 0% | 100% | 0 | 0 | 0 | 0 | 0 | 0
> LV Sub Generation Non-Intermittent
LV Sub Generation Non-Intermittent | 0% | 0% | 191.5877 | 148.8503 | 129.9835 | 9 | 0 | 765.0903
LDNO HV: LV Sub Generation Non-Intermittent | 0% | 100% | 0 | 0 | 0 | 0 | 0 | 0
> HV Generation Intermittent
HV Generation Intermittent | 0% | 0% | 113862.3535 | 0 | 0 | 33 | 0 | 7606.1688
LDNO HV: HV Generation Intermittent | 0% | 100% | 0 | 0 | 0 | 0 | 0 | 0
> HV Generation Non-Intermittent
HV Generation Non-Intermittent | 0% | 0% | 30117.8778 | 148032.7248 | 369275.9854 | 97 | 0 | 12285.0498
LDNO HV: HV Generation Non-Intermittent | 0% | 100% | 0 | 0 | 0 | 0 | 0 | 0
> HV Sub Generation Intermittent
HV Sub Generation Intermittent | 0% | 0% | 0 | 0 | 0 | 0 | 0 | 0
> HV Sub Generation Non-Intermittent
HV Sub Generation Non-Intermittent | 0% | 0% | 0 | 0 | 0 | 0 | 0 | 0
2305. Equivalent volume for each end user
Data sources:
x1 = 2304. Rate 1 units (MWh) (in LDNO discounts and volumes adjusted for discount)
x2 = 2304. Rate 2 units (MWh) (in LDNO discounts and volumes adjusted for discount)
x3 = 2304. Rate 3 units (MWh) (in LDNO discounts and volumes adjusted for discount)
x4 = 2304. MPANs (in LDNO discounts and volumes adjusted for discount)
x5 = 2304. Import capacity (kVA) (in LDNO discounts and volumes adjusted for discount)
x6 = 2304. Reactive power units (MVArh) (in LDNO discounts and volumes adjusted for discount)
Kind: | Cell summation | Cell summation | Cell summation | Cell summation | Cell summation | Cell summation
Formula: | =SUM(x1) | =SUM(x2) | =SUM(x3) | =SUM(x4) | =SUM(x5) | =SUM(x6)
| Rate 1 units (MWh) | Rate 2 units (MWh) | Rate 3 units (MWh) | MPANs | Import capacity (kVA) | Reactive power units (MVArh)
Domestic Unrestricted | 7424642.1081 | 0 | 0 | 1974989.8816 | 0 | 0
Domestic Two Rate | 673337.2489 | 551223.3494 | 0 | 193580.3874 | 0 | 0
Domestic Off Peak (related MPAN) | 29089.7382 | 0 | 0 | 7812.8719 | 0 | 0
Small Non Domestic Unrestricted | 1775729.24 | 0 | 0 | 119534.7571 | 0 | 0
Small Non Domestic Two Rate | 580399.7776 | 225932.5102 | 0 | 30828.9621 | 0 | 0
Small Non Domestic Off Peak (related MPAN) | 29762.1609 | 0 | 0 | 4537.4439 | 0 | 0
LV Medium Non-Domestic | 1029447.8755 | 253908.3648 | 0 | 11230.4152 | 0 | 0
LV Sub Medium Non-Domestic | 34485.9618 | 9407.0687 | 0 | 348.7533 | 0 | 0
HV Medium Non-Domestic | 8641.9162 | 2565.3354 | 0 | 68.5556 | 0 | 0
LV HH Metered | 115710.0414 | 661020.2533 | 808010.3354 | 4948.4112 | 752209.7968 | 116363.0644
LV Sub HH Metered | 93144.0428 | 545943.1064 | 688947.0248 | 1830.2775 | 631754.0139 | 99562.5146
HV HH Metered | 348070.4656 | 1911997.1742 | 2977880.4572 | 1964.4375 | 1834857.0807 | 309733.7512
HV Sub HH Metered | 0 | 0 | 0 | 0 | 0 | 0
NHH UMS category A | 43147.2815 | 0 | 0 | 248 | 0 | 0
NHH UMS category B | 13480.0074 | 0 | 0 | 418.3382 | 0 | 0
NHH UMS category C | 1.3947 | 0 | 0 | 1 | 0 | 0
NHH UMS category D | 0 | 0 | 0 | 0 | 0 | 0
LV UMS (Pseudo HH Metered) | 9424.2316 | 33565.9732 | 236161.07 | 23 | 0 | 0
LV Generation NHH | 878.9628 | 0 | 0 | 51 | 0 | 0
LV Sub Generation NHH | 0 | 0 | 0 | 0 | 0 | 0
LV Generation Intermittent | 3907.8049 | 0 | 0 | 39 | 0 | 1417.9368
LV Generation Non-Intermittent | 38.187 | 77.6749 | 115.0782 | 6 | 0 | 26.1763
LV Sub Generation Intermittent | 162.8025 | 0 | 0 | 3 | 0 | 9.3101
LV Sub Generation Non-Intermittent | 191.5877 | 148.8503 | 129.9835 | 9 | 0 | 765.0903
HV Generation Intermittent | 113862.3535 | 0 | 0 | 33 | 0 | 7606.1688
HV Generation Non-Intermittent | 30117.8778 | 148032.7248 | 369275.9854 | 97 | 0 | 12285.0498
HV Sub Generation Intermittent | 0 | 0 | 0 | 0 | 0 | 0
HV Sub Generation Non-Intermittent | 0 | 0 | 0 | 0 | 0 | 0

## Multi
r6140: Load characteristics for multiple unit rates for Electricity North West in 2013/14 (April 2013 Indicative)
2401. Adjust annual hours by distribution time band to match days in year
Data sources:
x1 = 1068. Typical annual hours by distribution time band
x2 = 1010. Days in the charging year (in Financial and general assumptions)
x3 = Total hours in the year according to time band hours input data (in Adjust annual hours by distribution time band to match days in year)
Kind: | Cell summation | Calculation
Formula: | =SUM(x1) | =x1*24*x2/x3
Annual hours by distribution time band (reconciled to days in year)
| Hours aggregate | Red | Amber | Green
Adjust annual hours by distribution time band to match days in year | 8760 | 522 | 2687.5 | 5550.5
2402. Normalisation of split of rate 1 units by time band
Data sources:
x1 = 1061. Average split of rate 1 units by distribution time band
x2 = Total split (in Normalisation of split of rate 1 units by time band)
x3 = 2401. Annual hours by distribution time band (reconciled to days in year) (in Adjust annual hours by distribution time band to match days in year)
x4 = 1010. Days in the charging year (in Financial and general assumptions)
Kind: | Cell summation | Calculation
Formula: | =SUM(x1) | =IF(x2,x1/x2,x3/x4/24)
Normalised split of rate 1 units by distribution time band
| Total split | Red | Amber | Green
Domestic Two Rate | 100% | 9.258% | 36.28% | 54.47%
Domestic Off Peak (related MPAN) | 100% | 0.2375% | 8.976% | 90.79%
Small Non Domestic Two Rate | 100% | 8.206% | 48.5% | 43.29%
Small Non Domestic Off Peak (related MPAN) | 100% | 0.1025% | 5.702% | 94.2%
LV Medium Non-Domestic | 100% | 8.918% | 51.06% | 40.02%
LV Sub Medium Non-Domestic | 100% | 8.98% | 52.09% | 38.93%
HV Medium Non-Domestic | 100% | 8.835% | 53.15% | 38.02%
2403. Split of rate 1 units between distribution time bands
Data sources:
x1 = 2402. Normalised split of rate 1 units by distribution time band (in Normalisation of split of rate 1 units by time band)
x2 = Split of rate 1 units between distribution time bands (default)
Combine tables = x1 or x2
| Red | Amber | Green
Domestic Two Rate | 9.258% | 36.28% | 54.47%
Domestic Off Peak (related MPAN) | 0.2375% | 8.976% | 90.79%
Small Non Domestic Two Rate | 8.206% | 48.5% | 43.29%
Small Non Domestic Off Peak (related MPAN) | 0.1025% | 5.702% | 94.2%
LV Medium Non-Domestic | 8.918% | 51.06% | 40.02%
LV Sub Medium Non-Domestic | 8.98% | 52.09% | 38.93%
HV Medium Non-Domestic | 8.835% | 53.15% | 38.02%
LV HH Metered | 100% | 0% | 0%
LV Sub HH Metered | 100% | 0% | 0%
HV HH Metered | 100% | 0% | 0%
HV Sub HH Metered | 100% | 0% | 0%
LV Generation Non-Intermittent | 100% | 0% | 0%
LV Sub Generation Non-Intermittent | 100% | 0% | 0%
HV Generation Non-Intermittent | 100% | 0% | 0%
HV Sub Generation Non-Intermittent | 100% | 0% | 0%
2404. Normalisation of split of rate 2 units by time band
Data sources:
x1 = 1062. Average split of rate 2 units by distribution time band
x2 = Total split (in Normalisation of split of rate 2 units by time band)
x3 = 2401. Annual hours by distribution time band (reconciled to days in year) (in Adjust annual hours by distribution time band to match days in year)
x4 = 1010. Days in the charging year (in Financial and general assumptions)
Kind: | Cell summation | Calculation
Formula: | =SUM(x1) | =IF(x2,x1/x2,x3/x4/24)
Normalised split of rate 2 units by distribution time band
| Total split | Red | Amber | Green
Domestic Two Rate | 100% | 0% | 0% | 100%
Small Non Domestic Two Rate | 100% | 0% | 0% | 100%
LV Medium Non-Domestic | 100% | 0% | 0% | 100%
LV Sub Medium Non-Domestic | 100% | 0% | 0% | 100%
HV Medium Non-Domestic | 100% | 0% | 0% | 100%
2405. Split of rate 2 units between distribution time bands
Data sources:
x1 = 2404. Normalised split of rate 2 units by distribution time band (in Normalisation of split of rate 2 units by time band)
x2 = Split of rate 2 units between distribution time bands (default)
Combine tables = x1 or x2
| Red | Amber | Green
Domestic Two Rate | 0% | 0% | 100%
Small Non Domestic Two Rate | 0% | 0% | 100%
LV Medium Non-Domestic | 0% | 0% | 100%
LV Sub Medium Non-Domestic | 0% | 0% | 100%
HV Medium Non-Domestic | 0% | 0% | 100%
LV HH Metered | 0% | 100% | 0%
LV Sub HH Metered | 0% | 100% | 0%
HV HH Metered | 0% | 100% | 0%
HV Sub HH Metered | 0% | 100% | 0%
LV Generation Non-Intermittent | 0% | 100% | 0%
LV Sub Generation Non-Intermittent | 0% | 100% | 0%
HV Generation Non-Intermittent | 0% | 100% | 0%
HV Sub Generation Non-Intermittent | 0% | 100% | 0%
2406. Split of rate 3 units between distribution time bands (default)
| Red | Amber | Green
LV HH Metered | 0% | 0% | 100%
LV Sub HH Metered | 0% | 0% | 100%
HV HH Metered | 0% | 0% | 100%
HV Sub HH Metered | 0% | 0% | 100%
LV Generation Non-Intermittent | 0% | 0% | 100%
LV Sub Generation Non-Intermittent | 0% | 0% | 100%
HV Generation Non-Intermittent | 0% | 0% | 100%
HV Sub Generation Non-Intermittent | 0% | 0% | 100%
2407. All units (MWh)
Data sources:
x1 = 2305. Rate 1 units (MWh) (in Equivalent volume for each end user)
x2 = 2305. Rate 2 units (MWh) (in Equivalent volume for each end user)
x3 = 2305. Rate 3 units (MWh) (in Equivalent volume for each end user)
Calculation =x1+x2+x3
All units (MWh)
Domestic Unrestricted | 7424642.1081
Domestic Two Rate | 1224560.5983
Domestic Off Peak (related MPAN) | 29089.7382
Small Non Domestic Unrestricted | 1775729.24
Small Non Domestic Two Rate | 806332.2878
Small Non Domestic Off Peak (related MPAN) | 29762.1609
LV Medium Non-Domestic | 1283356.2403
LV Sub Medium Non-Domestic | 43893.0305
HV Medium Non-Domestic | 11207.2515
LV HH Metered | 1584740.6301
LV Sub HH Metered | 1328034.174
HV HH Metered | 5237948.097
HV Sub HH Metered | 0
NHH UMS category A | 43147.2815
NHH UMS category B | 13480.0074
NHH UMS category C | 1.3947
NHH UMS category D | 0
LV UMS (Pseudo HH Metered) | 279151.2747
LV Generation NHH | 878.9628
LV Sub Generation NHH | 0
LV Generation Intermittent | 3907.8049
LV Generation Non-Intermittent | 230.9401
LV Sub Generation Intermittent | 162.8025
LV Sub Generation Non-Intermittent | 470.4215
HV Generation Intermittent | 113862.3535
HV Generation Non-Intermittent | 547426.588
HV Sub Generation Intermittent | 0
HV Sub Generation Non-Intermittent | 0
2408. Calculation of implied load coefficients for two-rate users
Data sources:
x1 = 2407. All units (MWh)
x2 = 2305. Rate 1 units (MWh) (in Equivalent volume for each end user)
x3 = 2403. Split of rate 1 units between distribution time bands
x4 = 2305. Rate 2 units (MWh) (in Equivalent volume for each end user)
x5 = 2405. Split of rate 2 units between distribution time bands
x6 = 2401. Annual hours by distribution time band (reconciled to days in year) (in Adjust annual hours by distribution time band to match days in year)
x7 = Use of distribution time bands by units in demand forecast for two-rate tariffs (in Calculation of implied load coefficients for two-rate users)
x8 = 1010. Days in the charging year (in Financial and general assumptions)
Kind: | Calculation |  |  | Calculation
Formula: | =IF(x1>0,(x2*x3+x4*x5)/x1,0) |  |  | =IF(x6>0,x7*x8*24/x6,0)
Use of distribution time bands by units in demand forecast for two-rate tariffs
| Red | Amber | Green | First-time-band load coefficient for two-rate tariffs
Domestic Two Rate | 5.09% | 19.95% | 74.96% | 0.85424
Small Non Domestic Two Rate | 5.906% | 34.91% | 59.18% | 0.9912
LV Medium Non-Domestic | 7.153% | 40.96% | 51.89% | 1.2005
LV Sub Medium Non-Domestic | 7.055% | 40.93% | 52.02% | 1.184
HV Medium Non-Domestic | 6.813% | 40.98% | 52.21% | 1.1433
2409. Calculation of implied load coefficients for three-rate users
Data sources:
x1 = 2407. All units (MWh)
x2 = 2305. Rate 1 units (MWh) (in Equivalent volume for each end user)
x3 = 2403. Split of rate 1 units between distribution time bands
x4 = 2305. Rate 2 units (MWh) (in Equivalent volume for each end user)
x5 = 2405. Split of rate 2 units between distribution time bands
x6 = 2305. Rate 3 units (MWh) (in Equivalent volume for each end user)
x7 = 2406. Split of rate 3 units between distribution time bands (default)
x8 = 2401. Annual hours by distribution time band (reconciled to days in year) (in Adjust annual hours by distribution time band to match days in year)
x9 = Use of distribution time bands by units in demand forecast for three-rate tariffs (in Calculation of implied load coefficients for three-rate users)
x10 = 1010. Days in the charging year (in Financial and general assumptions)
Kind: | Calculation |  |  | Calculation
Formula: | =IF(x1>0,(x2*x3+x4*x5+x6*x7)/x1,0) |  |  | =IF(x8>0,x9*x10*24/x8,0)
Use of distribution time bands by units in demand forecast for three-rate tariffs
| Red | Amber | Green | First-time-band load coefficient for three-rate tariffs
LV HH Metered | 7.302% | 41.71% | 50.99% | 1.2253
LV Sub HH Metered | 7.014% | 41.11% | 51.88% | 1.177
HV HH Metered | 6.645% | 36.5% | 56.85% | 1.1152
HV Sub HH Metered | 0% | 0% | 0% | 0
2410. Calculation of adjusted time band load coefficients
Data sources:
x1 = 2408. First-time-band load coefficient for two-rate tariffs (in Calculation of implied load coefficients for two-rate users)
x2 = 2409. First-time-band load coefficient for three-rate tariffs (in Calculation of implied load coefficients for three-rate users)
x3 = First-time-band load coefficient (in Calculation of adjusted time band load coefficients)
x4 = 2302. Load coefficient
Kind: | Combine tables | Calculation
Formula: | = x1 or x2 | =IF(x3<>0,x4/x3,IF(x4<0,-1,1))
| First-time-band load coefficient | Load coefficient correction factor (kW at peak in band / band average kW)
Domestic Two Rate | 0.85424 | 1.6289
Domestic Off Peak (related MPAN) |  | 1
Small Non Domestic Two Rate | 0.9912 | 1.4051
Small Non Domestic Off Peak (related MPAN) |  | 1
LV Medium Non-Domestic | 1.2005 | 1.2602
LV Sub Medium Non-Domestic | 1.184 | 1.2627
HV Medium Non-Domestic | 1.1433 | 1.347
LV HH Metered | 1.2253 | 0.9526
LV Sub HH Metered | 1.177 | 1.1351
HV HH Metered | 1.1152 | 1.0661
HV Sub HH Metered | 0 | 1
LV Generation Non-Intermittent |  | -1
LV Sub Generation Non-Intermittent |  | -1
HV Generation Non-Intermittent |  | -1
HV Sub Generation Non-Intermittent |  | -1
2411. Normalisation of peaking probabilities
Data sources:
x1 = 1069. Red, amber and green peaking probabilities (in Peaking probabilities by network level)
x2 = Total probability (should be 100%) (in Normalisation of peaking probabilities)
x3 = 1068. Typical annual hours by distribution time band
x4 = 2401. Total hours in the year according to time band hours input data (in Adjust annual hours by distribution time band to match days in year)
Kind: | Cell summation | Calculation
Formula: | =SUM(x1) | =IF(x2,x1/x2,x3/x4)
Normalised peaking probabilities
| Total probability (should be 100%) | Red | Amber | Green
GSPs | 100% | 72.3% | 20.29% | 7.407%
132kV | 100.3% | 63.17% | 28.14% | 8.686%
132kV/EHV | 100.3% | 63.17% | 28.14% | 8.686%
EHV | 100% | 56.95% | 33.71% | 9.349%
EHV/HV | 100% | 56.95% | 33.71% | 9.349%
132kV/HV | 0% | 5.959% | 30.68% | 63.36%
HV | 100% | 56.95% | 33.71% | 9.349%
HV/LV | 100% | 56.95% | 33.71% | 9.349%
LV circuits | 100% | 56.95% | 33.71% | 9.349%
2412. Peaking probabilities by network level (reshaped)
Data sources:
x1 = 2411. Normalised peaking probabilities (in Normalisation of peaking probabilities)
Reshape table = x1
| GSPs | Red | Amber | Green | 132kV | Red | Amber | Green | 132kV/EHV | Red | Amber | Green | EHV | Red | Amber | Green | EHV/HV | Red | Amber | Green | 132kV/HV | Red | Amber | Green | HV | Red | Amber | Green | HV/LV | Red | Amber | Green | LV circuits | Red | Amber | Green
Probability of peak within timeband |  | 72.3% | 20.29% | 7.407% |  | 63.17% | 28.14% | 8.686% |  | 63.17% | 28.14% | 8.686% |  | 56.95% | 33.71% | 9.349% |  | 56.95% | 33.71% | 9.349% |  | 5.959% | 30.68% | 63.36% |  | 56.95% | 33.71% | 9.349% |  | 56.95% | 33.71% | 9.349% |  | 56.95% | 33.71% | 9.349%
2413. Pseudo load coefficient by time band and network level
Data sources:
x1 = 2401. Annual hours by distribution time band (reconciled to days in year) (in Adjust annual hours by distribution time band to match days in year)
x2 = 2410. Load coefficient correction factor (kW at peak in band / band average kW) (in Calculation of adjusted time band load coefficients)
x3 = 2412. Peaking probabilities by network level (reshaped)
x4 = 1010. Days in the charging year (in Financial and general assumptions)
Calculation =IF(x1>0,x2*x3*24*x4/x1,0)
| GSPs | Red | Amber | Green | 132kV | Red | Amber | Green | 132kV/EHV | Red | Amber | Green | EHV | Red | Amber | Green | EHV/HV | Red | Amber | Green | 132kV/HV | Red | Amber | Green | HV | Red | Amber | Green | HV/LV | Red | Amber | Green | LV circuits | Red | Amber | Green
Domestic Two Rate |  | 19.764 | 1.0775 | 0.19043 |  | 17.2686 | 1.4943 | 0.2233 |  | 17.2686 | 1.4943 | 0.2233 |  | 15.5668 | 1.7896 | 0.24036 |  | 15.5668 | 1.7896 | 0.24036 |  | 1.6289 | 1.6289 | 1.6289 |  | 15.5668 | 1.7896 | 0.24036 |  | 15.5668 | 1.7896 | 0.24036 |  | 15.5668 | 1.7896 | 0.24036
Domestic Off Peak (related MPAN) |  | 12.133 | 0.66147 | 0.1169 |  | 10.6011 | 0.91734 | 0.13708 |  | 10.6011 | 0.91734 | 0.13708 |  | 9.5564 | 1.0986 | 0.14756 |  | 9.5564 | 1.0986 | 0.14756 |  | 1 | 1 | 1 |  | 9.5564 | 1.0986 | 0.14756 |  | 9.5564 | 1.0986 | 0.14756 |  | 9.5564 | 1.0986 | 0.14756
Small Non Domestic Two Rate |  | 17.0478 | 0.92941 | 0.16426 |  | 14.8953 | 1.2889 | 0.19261 |  | 14.8953 | 1.2889 | 0.19261 |  | 13.4274 | 1.5437 | 0.20733 |  | 13.4274 | 1.5437 | 0.20733 |  | 1.4051 | 1.4051 | 1.4051 |  | 13.4274 | 1.5437 | 0.20733 |  | 13.4274 | 1.5437 | 0.20733 |  | 13.4274 | 1.5437 | 0.20733
Small Non Domestic Off Peak (related MPAN) |  | 12.133 | 0.66147 | 0.1169 |  | 10.6011 | 0.91734 | 0.13708 |  | 10.6011 | 0.91734 | 0.13708 |  | 9.5564 | 1.0986 | 0.14756 |  | 9.5564 | 1.0986 | 0.14756 |  | 1 | 1 | 1 |  | 9.5564 | 1.0986 | 0.14756 |  | 9.5564 | 1.0986 | 0.14756 |  | 9.5564 | 1.0986 | 0.14756
LV Medium Non-Domestic |  | 15.2896 | 0.83356 | 0.14732 |  | 13.3591 | 1.156 | 0.17275 |  | 13.3591 | 1.156 | 0.17275 |  | 12.0426 | 1.3845 | 0.18595 |  | 12.0426 | 1.3845 | 0.18595 |  | 1.2602 | 1.2602 | 1.2602 |  | 12.0426 | 1.3845 | 0.18595 |  | 12.0426 | 1.3845 | 0.18595 |  | 12.0426 | 1.3845 | 0.18595
LV Sub Medium Non-Domestic |  | 15.3203 | 0.83523 | 0.14762 |  | 13.386 | 1.1583 | 0.17309 |  | 13.386 | 1.1583 | 0.17309 |  | 12.0668 | 1.3872 | 0.18632 |  | 12.0668 | 1.3872 | 0.18632 |  | 1.2627 | 1.2627 | 1.2627 |  | 12.0668 | 1.3872 | 0.18632 |  | 12.0668 | 1.3872 | 0.18632 |  | 12.0668 | 1.3872 | 0.18632
HV Medium Non-Domestic |  | 16.3435 | 0.89101 | 0.15747 |  | 14.2799 | 1.2357 | 0.18465 |  | 14.2799 | 1.2357 | 0.18465 |  | 12.8727 | 1.4799 | 0.19876 |  | 12.8727 | 1.4799 | 0.19876 |  | 1.347 | 1.347 | 1.347 |  | 12.8727 | 1.4799 | 0.19876 |  | 12.8727 | 1.4799 | 0.19876 |  | 12.8727 | 1.4799 | 0.19876
LV HH Metered |  | 11.5579 | 0.63011 | 0.11136 |  | 10.0986 | 0.87386 | 0.13058 |  | 10.0986 | 0.87386 | 0.13058 |  | 9.1034 | 1.0466 | 0.14056 |  | 9.1034 | 1.0466 | 0.14056 |  | 0.9526 | 0.9526 | 0.9526 |  | 9.1034 | 1.0466 | 0.14056 |  | 9.1034 | 1.0466 | 0.14056 |  | 9.1034 | 1.0466 | 0.14056
LV Sub HH Metered |  | 13.7723 | 0.75084 | 0.1327 |  | 12.0334 | 1.0413 | 0.1556 |  | 12.0334 | 1.0413 | 0.1556 |  | 10.8476 | 1.2471 | 0.16749 |  | 10.8476 | 1.2471 | 0.16749 |  | 1.1351 | 1.1351 | 1.1351 |  | 10.8476 | 1.2471 | 0.16749 |  | 10.8476 | 1.2471 | 0.16749 |  | 10.8476 | 1.2471 | 0.16749
HV HH Metered |  | 12.9345 | 0.70516 | 0.12463 |  | 11.3014 | 0.97794 | 0.14614 |  | 11.3014 | 0.97794 | 0.14614 |  | 10.1876 | 1.1712 | 0.1573 |  | 10.1876 | 1.1712 | 0.1573 |  | 1.0661 | 1.0661 | 1.0661 |  | 10.1876 | 1.1712 | 0.1573 |  | 10.1876 | 1.1712 | 0.1573 |  | 10.1876 | 1.1712 | 0.1573
HV Sub HH Metered |  | 12.133 | 0.66147 | 0.1169 |  | 10.6011 | 0.91734 | 0.13708 |  | 10.6011 | 0.91734 | 0.13708 |  | 9.5564 | 1.0986 | 0.14756 |  | 9.5564 | 1.0986 | 0.14756 |  | 1 | 1 | 1 |  | 9.5564 | 1.0986 | 0.14756 |  | 9.5564 | 1.0986 | 0.14756 |  | 9.5564 | 1.0986 | 0.14756
LV Generation Non-Intermittent |  | -12.133 | -0.66147 | -0.1169 |  | -10.6011 | -0.91734 | -0.13708 |  | -10.6011 | -0.91734 | -0.13708 |  | -9.5564 | -1.0986 | -0.14756 |  | -9.5564 | -1.0986 | -0.14756 |  | -1 | -1 | -1 |  | -9.5564 | -1.0986 | -0.14756 |  | -9.5564 | -1.0986 | -0.14756 |  | -9.5564 | -1.0986 | -0.14756
LV Sub Generation Non-Intermittent |  | -12.133 | -0.66147 | -0.1169 |  | -10.6011 | -0.91734 | -0.13708 |  | -10.6011 | -0.91734 | -0.13708 |  | -9.5564 | -1.0986 | -0.14756 |  | -9.5564 | -1.0986 | -0.14756 |  | -1 | -1 | -1 |  | -9.5564 | -1.0986 | -0.14756 |  | -9.5564 | -1.0986 | -0.14756 |  | -9.5564 | -1.0986 | -0.14756
HV Generation Non-Intermittent |  | -12.133 | -0.66147 | -0.1169 |  | -10.6011 | -0.91734 | -0.13708 |  | -10.6011 | -0.91734 | -0.13708 |  | -9.5564 | -1.0986 | -0.14756 |  | -9.5564 | -1.0986 | -0.14756 |  | -1 | -1 | -1 |  | -9.5564 | -1.0986 | -0.14756 |  | -9.5564 | -1.0986 | -0.14756 |  | -9.5564 | -1.0986 | -0.14756
HV Sub Generation Non-Intermittent |  | -12.133 | -0.66147 | -0.1169 |  | -10.6011 | -0.91734 | -0.13708 |  | -10.6011 | -0.91734 | -0.13708 |  | -9.5564 | -1.0986 | -0.14756 |  | -9.5564 | -1.0986 | -0.14756 |  | -1 | -1 | -1 |  | -9.5564 | -1.0986 | -0.14756 |  | -9.5564 | -1.0986 | -0.14756 |  | -9.5564 | -1.0986 | -0.14756
2414. Unit rate 1 pseudo load coefficient by network level
Data sources:
x1 = 2413. Pseudo load coefficient by time band and network level
x2 = 2403. Split of rate 1 units between distribution time bands
Sum-product calculation =SUMPRODUCT(x1, x2)
| GSPs | 132kV | 132kV/EHV | EHV | EHV/HV | 132kV/HV | HV | HV/LV | LV circuits
Domestic Two Rate | 2.3243 | 2.2624 | 2.2624 | 2.2212 | 2.2212 | 1.6289 | 2.2212 | 2.2212 | 2.2212
Domestic Off Peak (related MPAN) | 0.19432 | 0.23196 | 0.23196 | 0.25526 | 0.25526 | 1 | 0.25526 | 0.25526 | 0.25526
Small Non Domestic Two Rate | 1.9208 | 1.9308 | 1.9308 | 1.9402 | 1.9402 | 1.4051 | 1.9402 | 1.9402 | 1.9402
Small Non Domestic Off Peak (related MPAN) | 0.16027 | 0.1923 | 0.1923 | 0.21143 | 0.21143 | 1 | 0.21143 | 0.21143 | 0.21143
LV Medium Non-Domestic | 1.8481 | 1.8508 | 1.8508 | 1.8553 | 1.8553 | 1.2602 | 1.8553 | 1.8553 | 1.8553
LV Sub Medium Non-Domestic | 1.8683 | 1.8728 | 1.8728 | 1.8787 | 1.8787 | 1.2627 | 1.8787 | 1.8787 | 1.8787
HV Medium Non-Domestic | 1.9774 | 1.9886 | 1.9886 | 1.9994 | 1.9994 | 1.347 | 1.9994 | 1.9994 | 1.9994
LV HH Metered | 11.5579 | 10.0986 | 10.0986 | 9.1034 | 9.1034 | 0.9526 | 9.1034 | 9.1034 | 9.1034
LV Sub HH Metered | 13.7723 | 12.0334 | 12.0334 | 10.8476 | 10.8476 | 1.1351 | 10.8476 | 10.8476 | 10.8476
HV HH Metered | 12.9345 | 11.3014 | 11.3014 | 10.1876 | 10.1876 | 1.0661 | 10.1876 | 10.1876 | 10.1876
HV Sub HH Metered | 12.133 | 10.6011 | 10.6011 | 9.5564 | 9.5564 | 1 | 9.5564 | 9.5564 | 9.5564
LV Generation Non-Intermittent | -12.133 | -10.6011 | -10.6011 | -9.5564 | -9.5564 | -1 | -9.5564 | -9.5564 | -9.5564
LV Sub Generation Non-Intermittent | -12.133 | -10.6011 | -10.6011 | -9.5564 | -9.5564 | -1 | -9.5564 | -9.5564 | -9.5564
HV Generation Non-Intermittent | -12.133 | -10.6011 | -10.6011 | -9.5564 | -9.5564 | -1 | -9.5564 | -9.5564 | -9.5564
HV Sub Generation Non-Intermittent | -12.133 | -10.6011 | -10.6011 | -9.5564 | -9.5564 | -1 | -9.5564 | -9.5564 | -9.5564
2415. Unit rate 2 pseudo load coefficient by network level
Data sources:
x1 = 2413. Pseudo load coefficient by time band and network level
x2 = 2405. Split of rate 2 units between distribution time bands
Sum-product calculation =SUMPRODUCT(x1, x2)
| GSPs | 132kV | 132kV/EHV | EHV | EHV/HV | 132kV/HV | HV | HV/LV | LV circuits
Domestic Two Rate | 0.19043 | 0.2233 | 0.2233 | 0.24036 | 0.24036 | 1.6289 | 0.24036 | 0.24036 | 0.24036
Small Non Domestic Two Rate | 0.16426 | 0.19261 | 0.19261 | 0.20733 | 0.20733 | 1.4051 | 0.20733 | 0.20733 | 0.20733
LV Medium Non-Domestic | 0.14732 | 0.17275 | 0.17275 | 0.18595 | 0.18595 | 1.2602 | 0.18595 | 0.18595 | 0.18595
LV Sub Medium Non-Domestic | 0.14762 | 0.17309 | 0.17309 | 0.18632 | 0.18632 | 1.2627 | 0.18632 | 0.18632 | 0.18632
HV Medium Non-Domestic | 0.15747 | 0.18465 | 0.18465 | 0.19876 | 0.19876 | 1.347 | 0.19876 | 0.19876 | 0.19876
LV HH Metered | 0.63011 | 0.87386 | 0.87386 | 1.0466 | 1.0466 | 0.9526 | 1.0466 | 1.0466 | 1.0466
LV Sub HH Metered | 0.75084 | 1.0413 | 1.0413 | 1.2471 | 1.2471 | 1.1351 | 1.2471 | 1.2471 | 1.2471
HV HH Metered | 0.70516 | 0.97794 | 0.97794 | 1.1712 | 1.1712 | 1.0661 | 1.1712 | 1.1712 | 1.1712
HV Sub HH Metered | 0.66147 | 0.91734 | 0.91734 | 1.0986 | 1.0986 | 1 | 1.0986 | 1.0986 | 1.0986
LV Generation Non-Intermittent | -0.66147 | -0.91734 | -0.91734 | -1.0986 | -1.0986 | -1 | -1.0986 | -1.0986 | -1.0986
LV Sub Generation Non-Intermittent | -0.66147 | -0.91734 | -0.91734 | -1.0986 | -1.0986 | -1 | -1.0986 | -1.0986 | -1.0986
HV Generation Non-Intermittent | -0.66147 | -0.91734 | -0.91734 | -1.0986 | -1.0986 | -1 | -1.0986 | -1.0986 | -1.0986
HV Sub Generation Non-Intermittent | -0.66147 | -0.91734 | -0.91734 | -1.0986 | -1.0986 | -1 | -1.0986 | -1.0986 | -1.0986
2416. Unit rate 3 pseudo load coefficient by network level
Data sources:
x1 = 2413. Pseudo load coefficient by time band and network level
x2 = 2406. Split of rate 3 units between distribution time bands (default)
Sum-product calculation =SUMPRODUCT(x1, x2)
| GSPs | 132kV | 132kV/EHV | EHV | EHV/HV | 132kV/HV | HV | HV/LV | LV circuits
LV HH Metered | 0.11136 | 0.13058 | 0.13058 | 0.14056 | 0.14056 | 0.9526 | 0.14056 | 0.14056 | 0.14056
LV Sub HH Metered | 0.1327 | 0.1556 | 0.1556 | 0.16749 | 0.16749 | 1.1351 | 0.16749 | 0.16749 | 0.16749
HV HH Metered | 0.12463 | 0.14614 | 0.14614 | 0.1573 | 0.1573 | 1.0661 | 0.1573 | 0.1573 | 0.1573
HV Sub HH Metered | 0.1169 | 0.13708 | 0.13708 | 0.14756 | 0.14756 | 1 | 0.14756 | 0.14756 | 0.14756
LV Generation Non-Intermittent | -0.1169 | -0.13708 | -0.13708 | -0.14756 | -0.14756 | -1 | -0.14756 | -0.14756 | -0.14756
LV Sub Generation Non-Intermittent | -0.1169 | -0.13708 | -0.13708 | -0.14756 | -0.14756 | -1 | -0.14756 | -0.14756 | -0.14756
HV Generation Non-Intermittent | -0.1169 | -0.13708 | -0.13708 | -0.14756 | -0.14756 | -1 | -0.14756 | -0.14756 | -0.14756
HV Sub Generation Non-Intermittent | -0.1169 | -0.13708 | -0.13708 | -0.14756 | -0.14756 | -1 | -0.14756 | -0.14756 | -0.14756
2417. Adjust annual hours by special distribution time band to match days in year
Data sources:
x1 = 1066. Typical annual hours by special distribution time band
x2 = 1010. Days in the charging year (in Financial and general assumptions)
x3 = Total hours in the year according to special time band hours input data (in Adjust annual hours by special distribution time band to match days in year)
Kind: | Cell summation | Calculation
Formula: | =SUM(x1) | =x1*24*x2/x3
Annual hours by special distribution time band (reconciled to days in year)
| Hours aggregate | Black | Yellow | Green
Adjust annual hours by special distribution time band to match days in year | 8760 | 172 | 3037.5 | 5550.5
2418. Normalisation of split of rate 1 units by special time band
Data sources:
x1 = 1064. Average split of rate 1 units by special distribution time band
x2 = Total split (in Normalisation of split of rate 1 units by special time band)
x3 = 2417. Annual hours by special distribution time band (reconciled to days in year) (in Adjust annual hours by special distribution time band to match days in year)
x4 = 1010. Days in the charging year (in Financial and general assumptions)
Kind: | Cell summation | Calculation
Formula: | =SUM(x1) | =IF(x2,x1/x2,x3/x4/24)
Normalised split of rate 1 units by special distribution time band
| Total split | Black | Yellow | Green
NHH UMS category A | 100% | 1.963% | 34.67% | 63.36%
NHH UMS category B | 100% | 3.632% | 8.968% | 87.4%
NHH UMS category C | 100% | 6.886% | 17.59% | 75.52%
NHH UMS category D | 100% | 0.8382% | 55.93% | 43.23%
2419. Split of rate 1 units between special distribution time bands
Data sources:
x1 = 2418. Normalised split of rate 1 units by special distribution time band (in Normalisation of split of rate 1 units by special time band)
x2 = Split of rate 1 units between special distribution time bands (default)
Combine tables = x1 or x2
| Black | Yellow | Green
NHH UMS category A | 1.963% | 34.67% | 63.36%
NHH UMS category B | 3.632% | 8.968% | 87.4%
NHH UMS category C | 6.886% | 17.59% | 75.52%
NHH UMS category D | 0.8382% | 55.93% | 43.23%
LV UMS (Pseudo HH Metered) | 100% | 0% | 0%
2420. Split of rate 2 units between special distribution time bands (default)
| Black | Yellow | Green
LV UMS (Pseudo HH Metered) | 0% | 100% | 0%
2421. Split of rate 3 units between special distribution time bands (default)
| Black | Yellow | Green
LV UMS (Pseudo HH Metered) | 0% | 0% | 100%
2422. Calculation of implied special load coefficients for one-rate users
Data sources:
x1 = 2407. All units (MWh)
x2 = 2305. Rate 1 units (MWh) (in Equivalent volume for each end user)
x3 = 2419. Split of rate 1 units between special distribution time bands
x4 = 2417. Annual hours by special distribution time band (reconciled to days in year) (in Adjust annual hours by special distribution time band to match days in year)
x5 = Use of special distribution time bands by units in demand forecast for one-rate tariffs (in Calculation of implied special load coefficients for one-rate users)
x6 = 1010. Days in the charging year (in Financial and general assumptions)
Kind: | Calculation |  |  | Calculation
Formula: | =IF(x1>0,(x2*x3)/x1,0) |  |  | =IF(x4>0,x5*x6*24/x4,0)
Use of special distribution time bands by units in demand forecast for one-rate tariffs
| Black | Yellow | Green | First-time-band special load coefficient for one-rate tariffs
NHH UMS category A | 1.963% | 34.67% | 63.36% | 1
NHH UMS category B | 3.632% | 8.968% | 87.4% | 1.8496
NHH UMS category C | 6.886% | 17.59% | 75.52% | 3.5072
NHH UMS category D | 0% | 0% | 0% | 0
2423. Calculation of implied special load coefficients for three-rate users
Data sources:
x1 = 2407. All units (MWh)
x2 = 2305. Rate 1 units (MWh) (in Equivalent volume for each end user)
x3 = 2419. Split of rate 1 units between special distribution time bands
x4 = 2305. Rate 2 units (MWh) (in Equivalent volume for each end user)
x5 = 2420. Split of rate 2 units between special distribution time bands (default)
x6 = 2305. Rate 3 units (MWh) (in Equivalent volume for each end user)
x7 = 2421. Split of rate 3 units between special distribution time bands (default)
x8 = 2417. Annual hours by special distribution time band (reconciled to days in year) (in Adjust annual hours by special distribution time band to match days in year)
x9 = Use of special distribution time bands by units in demand forecast for three-rate tariffs (in Calculation of implied special load coefficients for three-rate users)
x10 = 1010. Days in the charging year (in Financial and general assumptions)
Kind: | Calculation |  |  | Calculation
Formula: | =IF(x1>0,(x2*x3+x4*x5+x6*x7)/x1,0) |  |  | =IF(x8>0,x9*x10*24/x8,0)
Use of special distribution time bands by units in demand forecast for three-rate tariffs
| Black | Yellow | Green | First-time-band special load coefficient for three-rate tariffs
LV UMS (Pseudo HH Metered) | 3.376% | 12.02% | 84.6% | 1.7194
2424. Estimated contributions to peak demand
Data sources:
x1 = 2422. First-time-band special load coefficient for one-rate tariffs (in Calculation of implied special load coefficients for one-rate users)
x2 = 2423. First-time-band special load coefficient for three-rate tariffs (in Calculation of implied special load coefficients for three-rate users)
x3 = First-time-band special load coefficient (in Estimated contributions to peak demand)
x4 = 2407. All units (MWh)
x5 = 1010. Days in the charging year (in Financial and general assumptions)
x6 = 2302. Load coefficient
Kind: | Combine tables | Calculation | Calculation
Formula: | = x1 or x2 | =x3*x4/24/x5*1000 | =x6*x4/24/x5*1000
| First-time-band special load coefficient | Contribution to first-band peak kW | Contribution to system-peak-time kW
NHH UMS category A | 1 | 4925.4888 | 4925.4888
NHH UMS category B | 1.8496 | 2846.1982 | 3244.1383
NHH UMS category C | 3.5072 | 0.55839 | 0.61706
NHH UMS category D | 0 | 0 | 0
LV UMS (Pseudo HH Metered) | 1.7194 | 54792.0441 | 50387.086
2425. Mapping of tariffs to tariff groups for coincidence adjustment factor
Unmetered
NHH UMS category A | 1
NHH UMS category B | 1
NHH UMS category C | 1
NHH UMS category D | 1
LV UMS (Pseudo HH Metered) | 1
2426. Group contribution to first-band peak kW
Data sources:
x1 = 2425. Mapping of tariffs to tariff groups for coincidence adjustment factor
x2 = 2424. Contribution to first-band peak kW (in Estimated contributions to peak demand)
Sum-product calculation =SUMPRODUCT(x1, x2)
Unmetered
Black | 62564.2894
2427. Group contribution to system-peak-time kW
Data sources:
x1 = 2425. Mapping of tariffs to tariff groups for coincidence adjustment factor
x2 = 2424. Contribution to system-peak-time kW (in Estimated contributions to peak demand)
Sum-product calculation =SUMPRODUCT(x1, x2)
Unmetered
Group contribution to system-peak-time kW | 58557.3301
2428. Load coefficient correction factor for each group
Data sources:
x1 = 2426. Group contribution to first-band peak kW
x2 = 2427. Group contribution to system-peak-time kW
Calculation =IF(x1,x2/x1,0)
Unmetered
Load coefficient correction factor for each group | 0.93595
2429. Load coefficient correction factor (based on group)
Data sources:
x1 = 2425. Mapping of tariffs to tariff groups for coincidence adjustment factor
x2 = 2428. Load coefficient correction factor for each group
Sum-product calculation =SUMPRODUCT(x1, x2)
Load coefficient correction factor (based on group)
NHH UMS category A | 0.93595
NHH UMS category B | 0.93595
NHH UMS category C | 0.93595
NHH UMS category D | 0.93595
LV UMS (Pseudo HH Metered) | 0.93595
2430. Calculation of special peaking probabilities
Data sources:
x1 = 2411. Normalised peaking probabilities (in Normalisation of peaking probabilities)
x2 = Amber peaking probabilities (in Calculation of special peaking probabilities)
x3 = 1010. Days in the charging year (in Financial and general assumptions)
x4 = 2401. Annual hours by distribution time band (reconciled to days in year) (in Adjust annual hours by distribution time band to match days in year)
x5 = 1069. Black peaking probabilities (in Peaking probabilities by network level)
x6 = Red peaking probabilities (in Calculation of special peaking probabilities)
x7 = Amber peaking rates (in Calculation of special peaking probabilities)
x8 = 2417. Annual hours by special distribution time band (reconciled to days in year) (in Adjust annual hours by special distribution time band to match days in year)
x9 = Yellow peaking probabilities (in Calculation of special peaking probabilities)
x10 = Green peaking probabilities (in Calculation of special peaking probabilities)
Kind: | Copy cells | Copy cells | Copy cells | Calculation | Calculation | Calculation
Formula: | =x1 | =x1 | =x1 | =x2*24*x3/x4 | =IF(x5,x2+x6-x5,x7*x8/x3/24) | =1-x9-x10
| Red peaking probabilities | Amber peaking probabilities | Green peaking probabilities | Amber peaking rates | Yellow peaking probabilities | Black peaking probabilities
GSPs | 72.3% | 20.29% | 7.407% | 0.66147 | 20.3% | 72.29%
132kV | 63.17% | 28.14% | 8.686% | 0.91734 | 28.97% | 62.34%
132kV/EHV | 63.17% | 28.14% | 8.686% | 0.91734 | 28.97% | 62.34%
EHV | 56.95% | 33.71% | 9.349% | 1.0986 | 32.79% | 57.86%
EHV/HV | 56.95% | 33.71% | 9.349% | 1.0986 | 32.79% | 57.86%
132kV/HV | 5.959% | 30.68% | 63.36% | 1 | 34.67% | 1.963%
HV | 56.95% | 33.71% | 9.349% | 1.0986 | 32.79% | 57.86%
HV/LV | 56.95% | 33.71% | 9.349% | 1.0986 | 32.79% | 57.86%
LV circuits | 56.95% | 33.71% | 9.349% | 1.0986 | 32.79% | 57.86%
2431. Special peaking probabilities by network level
Data sources:
x1 = 2430. Green peaking probabilities (in Calculation of special peaking probabilities)
x2 = 2430. Yellow peaking probabilities (in Calculation of special peaking probabilities)
x3 = 2430. Black peaking probabilities (in Calculation of special peaking probabilities)
Combine tables = x1 or x2 or x3
| Black | Yellow | Green
GSPs | 72.29% | 20.3% | 7.407%
132kV | 62.34% | 28.97% | 8.686%
132kV/EHV | 62.34% | 28.97% | 8.686%
EHV | 57.86% | 32.79% | 9.349%
EHV/HV | 57.86% | 32.79% | 9.349%
132kV/HV | 1.963% | 34.67% | 63.36%
HV | 57.86% | 32.79% | 9.349%
HV/LV | 57.86% | 32.79% | 9.349%
LV circuits | 57.86% | 32.79% | 9.349%
2432. Special peaking probabilities by network level (reshaped)
Data sources:
x1 = 2431. Special peaking probabilities by network level
Reshape table = x1
| GSPs | Black | Yellow | Green | 132kV | Black | Yellow | Green | 132kV/EHV | Black | Yellow | Green | EHV | Black | Yellow | Green | EHV/HV | Black | Yellow | Green | 132kV/HV | Black | Yellow | Green | HV | Black | Yellow | Green | HV/LV | Black | Yellow | Green | LV circuits | Black | Yellow | Green
Probability of peak within timeband |  | 72.29% | 20.3% | 7.407% |  | 62.34% | 28.97% | 8.686% |  | 62.34% | 28.97% | 8.686% |  | 57.86% | 32.79% | 9.349% |  | 57.86% | 32.79% | 9.349% |  | 1.963% | 34.67% | 63.36% |  | 57.86% | 32.79% | 9.349% |  | 57.86% | 32.79% | 9.349% |  | 57.86% | 32.79% | 9.349%
2433. Pseudo load coefficient by time band and network level
Data sources:
x1 = 2417. Annual hours by special distribution time band (reconciled to days in year) (in Adjust annual hours by special distribution time band to match days in year)
x2 = 2429. Load coefficient correction factor (based on group)
x3 = 2432. Special peaking probabilities by network level (reshaped)
x4 = 1010. Days in the charging year (in Financial and general assumptions)
Calculation =IF(x1>0,x2*x3*24*x4/x1,0)
| GSPs | Black | Yellow | Green | 132kV | Black | Yellow | Green | 132kV/EHV | Black | Yellow | Green | EHV | Black | Yellow | Green | EHV/HV | Black | Yellow | Green | 132kV/HV | Black | Yellow | Green | HV | Black | Yellow | Green | HV/LV | Black | Yellow | Green | LV circuits | Black | Yellow | Green
NHH UMS category A |  | 34.4611 | 0.54793 | 0.10942 |  | 29.7165 | 0.78208 | 0.1283 |  | 29.7165 | 0.78208 | 0.1283 |  | 27.5809 | 0.8851 | 0.13811 |  | 27.5809 | 0.8851 | 0.13811 |  | 0.93595 | 0.93595 | 0.93595 |  | 27.5809 | 0.8851 | 0.13811 |  | 27.5809 | 0.8851 | 0.13811 |  | 27.5809 | 0.8851 | 0.13811
NHH UMS category B |  | 34.4611 | 0.54793 | 0.10942 |  | 29.7165 | 0.78208 | 0.1283 |  | 29.7165 | 0.78208 | 0.1283 |  | 27.5809 | 0.8851 | 0.13811 |  | 27.5809 | 0.8851 | 0.13811 |  | 0.93595 | 0.93595 | 0.93595 |  | 27.5809 | 0.8851 | 0.13811 |  | 27.5809 | 0.8851 | 0.13811 |  | 27.5809 | 0.8851 | 0.13811
NHH UMS category C |  | 34.4611 | 0.54793 | 0.10942 |  | 29.7165 | 0.78208 | 0.1283 |  | 29.7165 | 0.78208 | 0.1283 |  | 27.5809 | 0.8851 | 0.13811 |  | 27.5809 | 0.8851 | 0.13811 |  | 0.93595 | 0.93595 | 0.93595 |  | 27.5809 | 0.8851 | 0.13811 |  | 27.5809 | 0.8851 | 0.13811 |  | 27.5809 | 0.8851 | 0.13811
NHH UMS category D |  | 34.4611 | 0.54793 | 0.10942 |  | 29.7165 | 0.78208 | 0.1283 |  | 29.7165 | 0.78208 | 0.1283 |  | 27.5809 | 0.8851 | 0.13811 |  | 27.5809 | 0.8851 | 0.13811 |  | 0.93595 | 0.93595 | 0.93595 |  | 27.5809 | 0.8851 | 0.13811 |  | 27.5809 | 0.8851 | 0.13811 |  | 27.5809 | 0.8851 | 0.13811
LV UMS (Pseudo HH Metered) |  | 34.4611 | 0.54793 | 0.10942 |  | 29.7165 | 0.78208 | 0.1283 |  | 29.7165 | 0.78208 | 0.1283 |  | 27.5809 | 0.8851 | 0.13811 |  | 27.5809 | 0.8851 | 0.13811 |  | 0.93595 | 0.93595 | 0.93595 |  | 27.5809 | 0.8851 | 0.13811 |  | 27.5809 | 0.8851 | 0.13811 |  | 27.5809 | 0.8851 | 0.13811
2434. Unit rate 1 pseudo load coefficient by network level (special)
Data sources:
x1 = 2433. Pseudo load coefficient by time band and network level
x2 = 2419. Split of rate 1 units between special distribution time bands
Sum-product calculation =SUMPRODUCT(x1, x2)
| GSPs | 132kV | 132kV/EHV | EHV | EHV/HV | 132kV/HV | HV | HV/LV | LV circuits
NHH UMS category A | 0.93595 | 0.93595 | 0.93595 | 0.93595 | 0.93595 | 0.93595 | 0.93595 | 0.93595 | 0.93595
NHH UMS category B | 1.3963 | 1.2615 | 1.2615 | 1.2017 | 1.2017 | 0.93595 | 1.2017 | 1.2017 | 1.2017
NHH UMS category C | 2.5521 | 2.2808 | 2.2808 | 2.1593 | 2.1593 | 0.93595 | 2.1593 | 2.1593 | 2.1593
NHH UMS category D | 0.64262 | 0.74198 | 0.74198 | 0.78593 | 0.78593 | 0.93595 | 0.78593 | 0.78593 | 0.78593
LV UMS (Pseudo HH Metered) | 34.4611 | 29.7165 | 29.7165 | 27.5809 | 27.5809 | 0.93595 | 27.5809 | 27.5809 | 27.5809
2435. Unit rate 2 pseudo load coefficient by network level (special)
Data sources:
x1 = 2433. Pseudo load coefficient by time band and network level
x2 = 2420. Split of rate 2 units between special distribution time bands (default)
Sum-product calculation =SUMPRODUCT(x1, x2)
| GSPs | 132kV | 132kV/EHV | EHV | EHV/HV | 132kV/HV | HV | HV/LV | LV circuits
LV UMS (Pseudo HH Metered) | 0.54793 | 0.78208 | 0.78208 | 0.8851 | 0.8851 | 0.93595 | 0.8851 | 0.8851 | 0.8851
2436. Unit rate 3 pseudo load coefficient by network level (special)
Data sources:
x1 = 2433. Pseudo load coefficient by time band and network level
x2 = 2421. Split of rate 3 units between special distribution time bands (default)
Sum-product calculation =SUMPRODUCT(x1, x2)
| GSPs | 132kV | 132kV/EHV | EHV | EHV/HV | 132kV/HV | HV | HV/LV | LV circuits
LV UMS (Pseudo HH Metered) | 0.10942 | 0.1283 | 0.1283 | 0.13811 | 0.13811 | 0.93595 | 0.13811 | 0.13811 | 0.13811
2437. Unit rate 1 pseudo load coefficient by network level (combined)
Data sources:
x1 = 2414. Unit rate 1 pseudo load coefficient by network level
x2 = 2434. Unit rate 1 pseudo load coefficient by network level (special)
Combine tables = x1 or x2
| GSPs | 132kV | 132kV/EHV | EHV | EHV/HV | 132kV/HV | HV | HV/LV | LV circuits
Domestic Two Rate | 2.3243 | 2.2624 | 2.2624 | 2.2212 | 2.2212 | 1.6289 | 2.2212 | 2.2212 | 2.2212
Domestic Off Peak (related MPAN) | 0.19432 | 0.23196 | 0.23196 | 0.25526 | 0.25526 | 1 | 0.25526 | 0.25526 | 0.25526
Small Non Domestic Two Rate | 1.9208 | 1.9308 | 1.9308 | 1.9402 | 1.9402 | 1.4051 | 1.9402 | 1.9402 | 1.9402
Small Non Domestic Off Peak (related MPAN) | 0.16027 | 0.1923 | 0.1923 | 0.21143 | 0.21143 | 1 | 0.21143 | 0.21143 | 0.21143
LV Medium Non-Domestic | 1.8481 | 1.8508 | 1.8508 | 1.8553 | 1.8553 | 1.2602 | 1.8553 | 1.8553 | 1.8553
LV Sub Medium Non-Domestic | 1.8683 | 1.8728 | 1.8728 | 1.8787 | 1.8787 | 1.2627 | 1.8787 | 1.8787 | 1.8787
HV Medium Non-Domestic | 1.9774 | 1.9886 | 1.9886 | 1.9994 | 1.9994 | 1.347 | 1.9994 | 1.9994 | 1.9994
LV HH Metered | 11.5579 | 10.0986 | 10.0986 | 9.1034 | 9.1034 | 0.9526 | 9.1034 | 9.1034 | 9.1034
LV Sub HH Metered | 13.7723 | 12.0334 | 12.0334 | 10.8476 | 10.8476 | 1.1351 | 10.8476 | 10.8476 | 10.8476
HV HH Metered | 12.9345 | 11.3014 | 11.3014 | 10.1876 | 10.1876 | 1.0661 | 10.1876 | 10.1876 | 10.1876
HV Sub HH Metered | 12.133 | 10.6011 | 10.6011 | 9.5564 | 9.5564 | 1 | 9.5564 | 9.5564 | 9.5564
LV Generation Non-Intermittent | -12.133 | -10.6011 | -10.6011 | -9.5564 | -9.5564 | -1 | -9.5564 | -9.5564 | -9.5564
LV Sub Generation Non-Intermittent | -12.133 | -10.6011 | -10.6011 | -9.5564 | -9.5564 | -1 | -9.5564 | -9.5564 | -9.5564
HV Generation Non-Intermittent | -12.133 | -10.6011 | -10.6011 | -9.5564 | -9.5564 | -1 | -9.5564 | -9.5564 | -9.5564
HV Sub Generation Non-Intermittent | -12.133 | -10.6011 | -10.6011 | -9.5564 | -9.5564 | -1 | -9.5564 | -9.5564 | -9.5564
NHH UMS category A | 0.93595 | 0.93595 | 0.93595 | 0.93595 | 0.93595 | 0.93595 | 0.93595 | 0.93595 | 0.93595
NHH UMS category B | 1.3963 | 1.2615 | 1.2615 | 1.2017 | 1.2017 | 0.93595 | 1.2017 | 1.2017 | 1.2017
NHH UMS category C | 2.5521 | 2.2808 | 2.2808 | 2.1593 | 2.1593 | 0.93595 | 2.1593 | 2.1593 | 2.1593
NHH UMS category D | 0.64262 | 0.74198 | 0.74198 | 0.78593 | 0.78593 | 0.93595 | 0.78593 | 0.78593 | 0.78593
LV UMS (Pseudo HH Metered) | 34.4611 | 29.7165 | 29.7165 | 27.5809 | 27.5809 | 0.93595 | 27.5809 | 27.5809 | 27.5809
2438. Unit rate 2 pseudo load coefficient by network level (combined)
Data sources:
x1 = 2415. Unit rate 2 pseudo load coefficient by network level
x2 = 2435. Unit rate 2 pseudo load coefficient by network level (special)
Combine tables = x1 or x2
| GSPs | 132kV | 132kV/EHV | EHV | EHV/HV | 132kV/HV | HV | HV/LV | LV circuits
Domestic Two Rate | 0.19043 | 0.2233 | 0.2233 | 0.24036 | 0.24036 | 1.6289 | 0.24036 | 0.24036 | 0.24036
Small Non Domestic Two Rate | 0.16426 | 0.19261 | 0.19261 | 0.20733 | 0.20733 | 1.4051 | 0.20733 | 0.20733 | 0.20733
LV Medium Non-Domestic | 0.14732 | 0.17275 | 0.17275 | 0.18595 | 0.18595 | 1.2602 | 0.18595 | 0.18595 | 0.18595
LV Sub Medium Non-Domestic | 0.14762 | 0.17309 | 0.17309 | 0.18632 | 0.18632 | 1.2627 | 0.18632 | 0.18632 | 0.18632
HV Medium Non-Domestic | 0.15747 | 0.18465 | 0.18465 | 0.19876 | 0.19876 | 1.347 | 0.19876 | 0.19876 | 0.19876
LV HH Metered | 0.63011 | 0.87386 | 0.87386 | 1.0466 | 1.0466 | 0.9526 | 1.0466 | 1.0466 | 1.0466
LV Sub HH Metered | 0.75084 | 1.0413 | 1.0413 | 1.2471 | 1.2471 | 1.1351 | 1.2471 | 1.2471 | 1.2471
HV HH Metered | 0.70516 | 0.97794 | 0.97794 | 1.1712 | 1.1712 | 1.0661 | 1.1712 | 1.1712 | 1.1712
HV Sub HH Metered | 0.66147 | 0.91734 | 0.91734 | 1.0986 | 1.0986 | 1 | 1.0986 | 1.0986 | 1.0986
LV Generation Non-Intermittent | -0.66147 | -0.91734 | -0.91734 | -1.0986 | -1.0986 | -1 | -1.0986 | -1.0986 | -1.0986
LV Sub Generation Non-Intermittent | -0.66147 | -0.91734 | -0.91734 | -1.0986 | -1.0986 | -1 | -1.0986 | -1.0986 | -1.0986
HV Generation Non-Intermittent | -0.66147 | -0.91734 | -0.91734 | -1.0986 | -1.0986 | -1 | -1.0986 | -1.0986 | -1.0986
HV Sub Generation Non-Intermittent | -0.66147 | -0.91734 | -0.91734 | -1.0986 | -1.0986 | -1 | -1.0986 | -1.0986 | -1.0986
LV UMS (Pseudo HH Metered) | 0.54793 | 0.78208 | 0.78208 | 0.8851 | 0.8851 | 0.93595 | 0.8851 | 0.8851 | 0.8851
2439. Unit rate 3 pseudo load coefficient by network level (combined)
Data sources:
x1 = 2416. Unit rate 3 pseudo load coefficient by network level
x2 = 2436. Unit rate 3 pseudo load coefficient by network level (special)
Combine tables = x1 or x2
| GSPs | 132kV | 132kV/EHV | EHV | EHV/HV | 132kV/HV | HV | HV/LV | LV circuits
LV HH Metered | 0.11136 | 0.13058 | 0.13058 | 0.14056 | 0.14056 | 0.9526 | 0.14056 | 0.14056 | 0.14056
LV Sub HH Metered | 0.1327 | 0.1556 | 0.1556 | 0.16749 | 0.16749 | 1.1351 | 0.16749 | 0.16749 | 0.16749
HV HH Metered | 0.12463 | 0.14614 | 0.14614 | 0.1573 | 0.1573 | 1.0661 | 0.1573 | 0.1573 | 0.1573
HV Sub HH Metered | 0.1169 | 0.13708 | 0.13708 | 0.14756 | 0.14756 | 1 | 0.14756 | 0.14756 | 0.14756
LV Generation Non-Intermittent | -0.1169 | -0.13708 | -0.13708 | -0.14756 | -0.14756 | -1 | -0.14756 | -0.14756 | -0.14756
LV Sub Generation Non-Intermittent | -0.1169 | -0.13708 | -0.13708 | -0.14756 | -0.14756 | -1 | -0.14756 | -0.14756 | -0.14756
HV Generation Non-Intermittent | -0.1169 | -0.13708 | -0.13708 | -0.14756 | -0.14756 | -1 | -0.14756 | -0.14756 | -0.14756
HV Sub Generation Non-Intermittent | -0.1169 | -0.13708 | -0.13708 | -0.14756 | -0.14756 | -1 | -0.14756 | -0.14756 | -0.14756
LV UMS (Pseudo HH Metered) | 0.10942 | 0.1283 | 0.1283 | 0.13811 | 0.13811 | 0.93595 | 0.13811 | 0.13811 | 0.13811

## SMD
r6140: Forecast simultaneous maximum load for Electricity North West in 2013/14 (April 2013 Indicative)
2501. Contributions of users on one-rate multi tariffs to system simultaneous maximum load by network level (kW)
Data sources:
x1 = 2305. Rate 1 units (MWh) (in Equivalent volume for each end user)
x2 = 2437. Unit rate 1 pseudo load coefficient by network level (combined)
x3 = 2012. Loss adjustment factors between end user meter reading and each network level, scaled by network use
x4 = 1010. Days in the charging year (in Financial and general assumptions)
Calculation =(x1*x2)*x3/(24*x4)*1000
| GSPs | 132kV | 132kV/EHV | EHV | EHV/HV | 132kV/HV | HV | HV/LV | LV circuits
Domestic Off Peak (related MPAN) | 711.0913 | 840.4594 | 836.3192 | 914.9166 | 909.5715 | 0 | 899.0663 | 887.9562 | 847.6678
Small Non Domestic Off Peak (related MPAN) | 600.0755 | 712.8522 | 709.3406 | 775.3274 | 770.7977 | 0 | 761.8953 | 752.4803 | 718.3387
NHH UMS category A | 5080.2569 | 5029.9574 | 5005.1793 | 4975.7659 | 4946.6961 | 0 | 4889.5639 | 4829.1416 | 4610.0335
NHH UMS category B | 2367.7626 | 2117.9904 | 2107.557 | 1995.9348 | 1984.2741 | 0 | 1961.3566 | 1937.1193 | 1849.2282
NHH UMS category C | 0.44777 | 0.39622 | 0.39427 | 0.37106 | 0.3689 | 0 | 0.36464 | 0.36013 | 0.34379
NHH UMS category D | 0 | 0 | 0 | 0 | 0 | 0 | 0 | 0 | 0
2502. Contributions of users on two-rate multi tariffs to system simultaneous maximum load by network level (kW)
Data sources:
x1 = 2305. Rate 1 units (MWh) (in Equivalent volume for each end user)
x2 = 2437. Unit rate 1 pseudo load coefficient by network level (combined)
x3 = 2305. Rate 2 units (MWh) (in Equivalent volume for each end user)
x4 = 2438. Unit rate 2 pseudo load coefficient by network level (combined)
x5 = 2012. Loss adjustment factors between end user meter reading and each network level, scaled by network use
x6 = 1010. Days in the charging year (in Financial and general assumptions)
Calculation =(x1*x2+x3*x4)*x5/(24*x6)*1000
| GSPs | 132kV | 132kV/EHV | EHV | EHV/HV | 132kV/HV | HV | HV/LV | LV circuits
Domestic Two Rate | 210082.6568 | 205067.3122 | 204057.1284 | 200604.9935 | 199433.0071 | 0 | 197129.6423 | 194693.6296 | 185859.9803
Small Non Domestic Two Rate | 144910.6197 | 144997.9536 | 144283.678 | 144521.874 | 143677.5398 | 0 | 142018.1264 | 140263.1496 | 133899.1228
LV Medium Non-Domestic | 244041.6432 | 242771.8316 | 241575.9112 | 241143.9054 | 239735.0802 | 0 | 236966.2439 | 234037.9538 | 223419.1719
LV Sub Medium Non-Domestic | 7904.1438 | 7872.9659 | 7834.1829 | 7826.8731 | 7781.1465 | 0 | 7691.2776 | 7596.2333 | 0
HV Medium Non-Domestic | 2074.6934 | 2073.7079 | 2063.4926 | 2066.4286 | 2054.356 | 0 | 2030.629 | 0 | 0
2503. Contributions of users on three-rate multi tariffs to system simultaneous maximum load by network level (kW)
Data sources:
x1 = 2305. Rate 1 units (MWh) (in Equivalent volume for each end user)
x2 = 2437. Unit rate 1 pseudo load coefficient by network level (combined)
x3 = 2305. Rate 2 units (MWh) (in Equivalent volume for each end user)
x4 = 2438. Unit rate 2 pseudo load coefficient by network level (combined)
x5 = 2305. Rate 3 units (MWh) (in Equivalent volume for each end user)
x6 = 2439. Unit rate 3 pseudo load coefficient by network level (combined)
x7 = 2012. Loss adjustment factors between end user meter reading and each network level, scaled by network use
x8 = 1010. Days in the charging year (in Financial and general assumptions)
Calculation =(x1*x2+x3*x4+x5*x6)*x7/(24*x8)*1000
| GSPs | 132kV | 132kV/EHV | EHV | EHV/HV | 132kV/HV | HV | HV/LV | LV circuits
LV HH Metered | 231956.4307 | 230630.87 | 229494.7574 | 229016.1406 | 227678.169 | 0 | 225048.5847 | 222267.5661 | 212182.8308
LV Sub HH Metered | 214260.9718 | 213611.4743 | 212559.201 | 212495.5109 | 211254.0571 | 0 | 208814.1642 | 206233.7611 | 0
HV HH Metered | 737914.6249 | 732624.5918 | 729015.6036 | 726486.7632 | 722242.4394 | 0 | 713900.852 | 0 | 0
HV Sub HH Metered | 0 | 0 | 0 | 0 | 0 | 0 | 0 | 0 | 0
LV Generation Non-Intermittent | -66.4415 | -61.2621 | -60.9603 | -57.5701 | -57.2338 | 0 | -56.5727 | -55.8736 | 0
LV Sub Generation Non-Intermittent | -292.8056 | -259.8495 | -258.5694 | -236.8416 | -235.4579 | 0 | -232.7384 | 0 | 0
HV Generation Non-Intermittent | -60075.6886 | -59385.8718 | -59093.3305 | -58657.707 | -58315.0135 | 0 | 0 | 0 | 0
HV Sub Generation Non-Intermittent | 0 | 0 | 0 | 0 | 0 | 0 | 0 | 0 | 0
LV UMS (Pseudo HH Metered) | 46419.9813 | 41925.5372 | 41719.0074 | 39705.3838 | 39473.4147 | 0 | 39017.5138 | 38535.3582 | 36786.93
2504. Estimated contributions of users on each tariff to system simultaneous maximum load by network level (kW)
Data sources:
x1 = 2407. All units (MWh)
x2 = 2302. Load coefficient
x3 = 2012. Loss adjustment factors between end user meter reading and each network level, scaled by network use
x4 = 1010. Days in the charging year (in Financial and general assumptions)
Calculation =x1*x2*x3/(24*x4)*1000
| GSPs | 132kV | 132kV/EHV | EHV | EHV/HV | 132kV/HV | HV | HV/LV | LV circuits
Domestic Unrestricted | 2040306.4745 | 2020105.4203 | 2010154.1621 | 1998341.3071 | 1986666.4796 | 0 | 1963721.3422 | 1939454.8237 | 1851457.7809
Domestic Two Rate | 214361.6401 | 212239.2477 | 211193.7341 | 209952.6348 | 208726.0371 | 0 | 206315.3418 | 203765.8176 | 194520.5446
Domestic Off Peak (related MPAN) | 0 | 0 | 0 | 0 | 0 | 0 | 0 | 0 | 0
Small Non Domestic Unrestricted | 407657.258 | 403621.0476 | 401632.7665 | 399272.5348 | 396939.8812 | 0 | 392355.3975 | 387506.8993 | 369924.9165
Small Non Domestic Two Rate | 141270.6075 | 139871.8887 | 139182.8646 | 138364.9437 | 137556.5799 | 0 | 135967.861 | 134287.6498 | 128194.7437
Small Non Domestic Off Peak (related MPAN) | 0 | 0 | 0 | 0 | 0 | 0 | 0 | 0 | 0
LV Medium Non-Domestic | 244232.9659 | 241814.8178 | 240623.6118 | 239209.5651 | 237812.0408 | 0 | 235065.4148 | 232160.614 | 221627.0108
LV Sub Medium Non-Domestic | 7880.3375 | 7802.3144 | 7763.8794 | 7718.2542 | 7673.1622 | 0 | 7584.5405 | 7490.8152 | 0
HV Medium Non-Domestic | 2047.0895 | 2026.8213 | 2016.837 | 2004.9849 | 1993.2712 | 0 | 1970.2498 | 0 | 0
LV HH Metered | 232697.856 | 230393.9168 | 229258.9714 | 227911.7101 | 226580.1908 | 0 | 223963.2878 | 221195.6806 | 211159.5789
LV Sub HH Metered | 213078.4734 | 210968.7856 | 209929.5305 | 208695.8603 | 207476.6051 | 0 | 205080.3401 | 202546.0774 | 0
HV HH Metered | 738570.9793 | 731258.3953 | 727656.1372 | 723379.9993 | 719153.826 | 0 | 710847.9108 | 0 | 0
HV Sub HH Metered | 0 | 0 | 0 | 0 | 0 | 0 | 0 | 0 | 0
NHH UMS category A | 5427.8886 | 5374.1471 | 5347.6735 | 5316.2474 | 5285.1885 | 0 | 5224.1469 | 5159.5899 | 4925.4888
NHH UMS category B | 3575.0404 | 3539.644 | 3522.2073 | 3501.5087 | 3481.052 | 0 | 3440.8474 | 3398.3274 | 3244.1383
NHH UMS category C | 0.67999 | 0.67326 | 0.66995 | 0.66601 | 0.66212 | 0 | 0.65447 | 0.64638 | 0.61706
NHH UMS category D | 0 | 0 | 0 | 0 | 0 | 0 | 0 | 0 | 0
LV UMS (Pseudo HH Metered) | 55526.5688 | 54976.8008 | 54705.9791 | 54384.4944 | 54066.7661 | 0 | 53442.3184 | 52781.9095 | 50387.086
LV Generation NHH | -110.5727 | -109.4779 | -108.9386 | -108.2985 | -107.6657 | 0 | -106.4223 | -105.1071 | 0
LV Sub Generation NHH | 0 | 0 | 0 | 0 | 0 | 0 | 0 | 0 | 0
LV Generation Intermittent | -491.5983 | -486.731 | -484.3333 | -481.4871 | -478.6741 | 0 | -473.1456 | -467.2988 | 0
LV Generation Non-Intermittent | -29.0521 | -28.7644 | -28.6227 | -28.4545 | -28.2883 | 0 | -27.9616 | -27.616 | 0
LV Sub Generation Intermittent | -19.5512 | -19.3576 | -19.2622 | -19.149 | -19.0372 | 0 | -18.8173 | 0 | 0
LV Sub Generation Non-Intermittent | -56.4935 | -55.9342 | -55.6587 | -55.3316 | -55.0083 | 0 | -54.373 | 0 | 0
HV Generation Intermittent | -13504.907 | -13371.195 | -13305.3271 | -13227.1371 | -13149.8608 | 0 | 0 | 0 | 0
HV Generation Non-Intermittent | -64928.7928 | -64285.9335 | -63969.254 | -63593.3328 | -63221.8041 | 0 | 0 | 0 | 0
HV Sub Generation Intermittent | 0 | 0 | 0 | 0 | 0 | 0 | 0 | 0 | 0
HV Sub Generation Non-Intermittent | 0 | 0 | 0 | 0 | 0 | 0 | 0 | 0 | 0
2505. Contributions of users on each tariff to system simultaneous maximum load by network level (kW)
Data sources:
x1 = 2501. Contributions of users on one-rate multi tariffs to system simultaneous maximum load by network level (kW)
x2 = 2502. Contributions of users on two-rate multi tariffs to system simultaneous maximum load by network level (kW)
x3 = 2503. Contributions of users on three-rate multi tariffs to system simultaneous maximum load by network level (kW)
x4 = 2504. Estimated contributions of users on each tariff to system simultaneous maximum load by network level (kW)
Combine tables = x1 or x2 or x3 or x4
| GSPs | 132kV | 132kV/EHV | EHV | EHV/HV | 132kV/HV | HV | HV/LV | LV circuits
Domestic Unrestricted | 2040306.4745 | 2020105.4203 | 2010154.1621 | 1998341.3071 | 1986666.4796 | 0 | 1963721.3422 | 1939454.8237 | 1851457.7809
Domestic Two Rate | 210082.6568 | 205067.3122 | 204057.1284 | 200604.9935 | 199433.0071 | 0 | 197129.6423 | 194693.6296 | 185859.9803
Domestic Off Peak (related MPAN) | 711.0913 | 840.4594 | 836.3192 | 914.9166 | 909.5715 | 0 | 899.0663 | 887.9562 | 847.6678
Small Non Domestic Unrestricted | 407657.258 | 403621.0476 | 401632.7665 | 399272.5348 | 396939.8812 | 0 | 392355.3975 | 387506.8993 | 369924.9165
Small Non Domestic Two Rate | 144910.6197 | 144997.9536 | 144283.678 | 144521.874 | 143677.5398 | 0 | 142018.1264 | 140263.1496 | 133899.1228
Small Non Domestic Off Peak (related MPAN) | 600.0755 | 712.8522 | 709.3406 | 775.3274 | 770.7977 | 0 | 761.8953 | 752.4803 | 718.3387
LV Medium Non-Domestic | 244041.6432 | 242771.8316 | 241575.9112 | 241143.9054 | 239735.0802 | 0 | 236966.2439 | 234037.9538 | 223419.1719
LV Sub Medium Non-Domestic | 7904.1438 | 7872.9659 | 7834.1829 | 7826.8731 | 7781.1465 | 0 | 7691.2776 | 7596.2333 | 0
HV Medium Non-Domestic | 2074.6934 | 2073.7079 | 2063.4926 | 2066.4286 | 2054.356 | 0 | 2030.629 | 0 | 0
LV HH Metered | 231956.4307 | 230630.87 | 229494.7574 | 229016.1406 | 227678.169 | 0 | 225048.5847 | 222267.5661 | 212182.8308
LV Sub HH Metered | 214260.9718 | 213611.4743 | 212559.201 | 212495.5109 | 211254.0571 | 0 | 208814.1642 | 206233.7611 | 0
HV HH Metered | 737914.6249 | 732624.5918 | 729015.6036 | 726486.7632 | 722242.4394 | 0 | 713900.852 | 0 | 0
HV Sub HH Metered | 0 | 0 | 0 | 0 | 0 | 0 | 0 | 0 | 0
NHH UMS category A | 5080.2569 | 5029.9574 | 5005.1793 | 4975.7659 | 4946.6961 | 0 | 4889.5639 | 4829.1416 | 4610.0335
NHH UMS category B | 2367.7626 | 2117.9904 | 2107.557 | 1995.9348 | 1984.2741 | 0 | 1961.3566 | 1937.1193 | 1849.2282
NHH UMS category C | 0.44777 | 0.39622 | 0.39427 | 0.37106 | 0.3689 | 0 | 0.36464 | 0.36013 | 0.34379
NHH UMS category D | 0 | 0 | 0 | 0 | 0 | 0 | 0 | 0 | 0
LV UMS (Pseudo HH Metered) | 46419.9813 | 41925.5372 | 41719.0074 | 39705.3838 | 39473.4147 | 0 | 39017.5138 | 38535.3582 | 36786.93
LV Generation NHH | -110.5727 | -109.4779 | -108.9386 | -108.2985 | -107.6657 | 0 | -106.4223 | -105.1071 | 0
LV Sub Generation NHH | 0 | 0 | 0 | 0 | 0 | 0 | 0 | 0 | 0
LV Generation Intermittent | -491.5983 | -486.731 | -484.3333 | -481.4871 | -478.6741 | 0 | -473.1456 | -467.2988 | 0
LV Generation Non-Intermittent | -66.4415 | -61.2621 | -60.9603 | -57.5701 | -57.2338 | 0 | -56.5727 | -55.8736 | 0
LV Sub Generation Intermittent | -19.5512 | -19.3576 | -19.2622 | -19.149 | -19.0372 | 0 | -18.8173 | 0 | 0
LV Sub Generation Non-Intermittent | -292.8056 | -259.8495 | -258.5694 | -236.8416 | -235.4579 | 0 | -232.7384 | 0 | 0
HV Generation Intermittent | -13504.907 | -13371.195 | -13305.3271 | -13227.1371 | -13149.8608 | 0 | 0 | 0 | 0
HV Generation Non-Intermittent | -60075.6886 | -59385.8718 | -59093.3305 | -58657.707 | -58315.0135 | 0 | 0 | 0 | 0
HV Sub Generation Intermittent | 0 | 0 | 0 | 0 | 0 | 0 | 0 | 0 | 0
HV Sub Generation Non-Intermittent | 0 | 0 | 0 | 0 | 0 | 0 | 0 | 0 | 0
2506. Forecast system simultaneous maximum load (kW) from forecast units
Data sources:
x1 = 2505. Contributions of users on each tariff to system simultaneous maximum load by network level (kW)
Cell summation =SUM(x1)
| GSPs | 132kV | 132kV/EHV | EHV | EHV/HV | 132kV/HV | HV | HV/LV | LV circuits
Forecast system simultaneous maximum load (kW) from forecast units | 4221727.5674 | 4180310.6231 | 4159717.9599 | 4137355.8403 | 4113184.3359 | 0 | 4136318.3242 | 3378368.1524 | 3021556.3452

## AMD
r6140: Forecast aggregate maximum load for Electricity North West in 2013/14 (April 2013 Indicative)
2601. Pre-processing of data for standing charge factors
Data sources:
x1 = Standing charges factors (in Pre-processing of data for standing charge factors)
x2 = 1018. Proportion of relevant load going through 132kV/HV direct transformation
x3 = Standing charges factors for 132kV/HV (in Pre-processing of data for standing charge factors)
Kind: | Fixed data | [7 empty] | Fixed data | Calculation
Formula: | [9 empty] | =x1+0.2*x2*x3
Standing charges factors
| GSPs | 132kV | 132kV/EHV | EHV | EHV/HV | HV | HV/LV | LV circuits | Standing charges factors for 132kV/HV | Adjusted standing charges factors for 132kV
Domestic Unrestricted | 0 | 0 | 0 | 0 | 0 | 0 | 0 | 1 | 0 | 0
Domestic Two Rate | 0 | 0 | 0 | 0 | 0 | 0 | 0 | 1 | 0 | 0
Domestic Off Peak (related MPAN) | 0 | 0 | 0 | 0 | 0 | 0 | 0 | 1 | 0 | 0
Small Non Domestic Unrestricted | 0 | 0 | 0 | 0 | 0 | 0 | 0 | 1 | 0 | 0
Small Non Domestic Two Rate | 0 | 0 | 0 | 0 | 0 | 0 | 0 | 1 | 0 | 0
Small Non Domestic Off Peak (related MPAN) | 0 | 0 | 0 | 0 | 0 | 0 | 0 | 1 | 0 | 0
LV Medium Non-Domestic | 0 | 0 | 0 | 0 | 0 | 0 | 0 | 1 | 0 | 0
LV Sub Medium Non-Domestic | 0 | 0 | 0 | 0 | 0 | 0 | 1 | 0 | 0 | 0
HV Medium Non-Domestic | 0 | 0 | 0 | 0.2 | 1 | 1 | 0 | 0 | 1 | 0
LV HH Metered | 0 | 0 | 0 | 0 | 0 | 0.2 | 1 | 1 | 0 | 0
LV Sub HH Metered | 0 | 0 | 0 | 0 | 0 | 1 | 1 | 0 | 0 | 0
HV HH Metered | 0 | 0 | 0 | 0.2 | 1 | 1 | 0 | 0 | 1 | 0
HV Sub HH Metered | 0 | 0 | 0 | 1 | 1 | 0 | 0 | 0 | 0 | 0
NHH UMS category A | 0 | 0 | 0 | 0 | 0 | 0 | 0 | 0 | 0 | 0
NHH UMS category B | 0 | 0 | 0 | 0 | 0 | 0 | 0 | 0 | 0 | 0
NHH UMS category C | 0 | 0 | 0 | 0 | 0 | 0 | 0 | 0 | 0 | 0
NHH UMS category D | 0 | 0 | 0 | 0 | 0 | 0 | 0 | 0 | 0 | 0
LV UMS (Pseudo HH Metered) | 0 | 0 | 0 | 0 | 0 | 0 | 0 | 0 | 0 | 0
2602. Standing charges factors adapted to use 132kV/HV
Data sources:
x1 = 2601. Standing charges factors for 132kV/HV (in Pre-processing of data for standing charge factors)
x2 = 2601. Adjusted standing charges factors for 132kV (in Pre-processing of data for standing charge factors)
x3 = 2601. Standing charges factors (in Pre-processing of data for standing charge factors)
Combine tables = x1 or x2 or x3
| GSPs | 132kV | 132kV/EHV | EHV | EHV/HV | 132kV/HV | HV | HV/LV | LV circuits
Domestic Unrestricted | 0 | 0 | 0 | 0 | 0 | 0 | 0 | 0 | 1
Domestic Two Rate | 0 | 0 | 0 | 0 | 0 | 0 | 0 | 0 | 1
Domestic Off Peak (related MPAN) | 0 | 0 | 0 | 0 | 0 | 0 | 0 | 0 | 1
Small Non Domestic Unrestricted | 0 | 0 | 0 | 0 | 0 | 0 | 0 | 0 | 1
Small Non Domestic Two Rate | 0 | 0 | 0 | 0 | 0 | 0 | 0 | 0 | 1
Small Non Domestic Off Peak (related MPAN) | 0 | 0 | 0 | 0 | 0 | 0 | 0 | 0 | 1
LV Medium Non-Domestic | 0 | 0 | 0 | 0 | 0 | 0 | 0 | 0 | 1
LV Sub Medium Non-Domestic | 0 | 0 | 0 | 0 | 0 | 0 | 0 | 1 | 0
HV Medium Non-Domestic | 0 | 0 | 0 | 0.2 | 1 | 1 | 1 | 0 | 0
LV HH Metered | 0 | 0 | 0 | 0 | 0 | 0 | 0.2 | 1 | 1
LV Sub HH Metered | 0 | 0 | 0 | 0 | 0 | 0 | 1 | 1 | 0
HV HH Metered | 0 | 0 | 0 | 0.2 | 1 | 1 | 1 | 0 | 0
HV Sub HH Metered | 0 | 0 | 0 | 1 | 1 | 0 | 0 | 0 | 0
NHH UMS category A | 0 | 0 | 0 | 0 | 0 | 0 | 0 | 0 | 0
NHH UMS category B | 0 | 0 | 0 | 0 | 0 | 0 | 0 | 0 | 0
NHH UMS category C | 0 | 0 | 0 | 0 | 0 | 0 | 0 | 0 | 0
NHH UMS category D | 0 | 0 | 0 | 0 | 0 | 0 | 0 | 0 | 0
LV UMS (Pseudo HH Metered) | 0 | 0 | 0 | 0 | 0 | 0 | 0 | 0 | 0
2603. Capacity-based contributions to chargeable aggregate maximum load by network level (kW)
Data sources:
x1 = 2305. Import capacity (kVA) (in Equivalent volume for each end user)
x2 = 1010. Power factor for all flows in the network model (in Financial and general assumptions)
x3 = 2602. Standing charges factors adapted to use 132kV/HV
x4 = 2012. Loss adjustment factors between end user meter reading and each network level, scaled by network use
Calculation =x1*x2*x3*x4
| GSPs | 132kV | 132kV/EHV | EHV | EHV/HV | 132kV/HV | HV | HV/LV | LV circuits
LV HH Metered | 0 | 0 | 0 | 0 | 0 | 0 | 151585.8395 | 748563.1523 | 714599.3069
LV Sub HH Metered | 0 | 0 | 0 | 0 | 0 | 0 | 607675.6126 | 600166.3132 | 0
HV HH Metered | 0 | 0 | 0 | 354768.9876 | 1763481.6762 | 0 | 1743114.2266 | 0 | 0
HV Sub HH Metered | 0 | 0 | 0 | 0 | 0 | 0 | 0 | 0 | 0
2604. Unit-based contributions to chargeable aggregate maximum load (kW)
Data sources:
x1 = 2407. All units (MWh)
x2 = 1041. Load factor for each type of demand user (in Load profile data for demand users)
x3 = 2602. Standing charges factors adapted to use 132kV/HV
x4 = 2012. Loss adjustment factors between end user meter reading and each network level, scaled by network use
x5 = 1010. Days in the charging year (in Financial and general assumptions)
Calculation =x1/x2*x3*x4/(24*x5)*1000
| GSPs | 132kV | 132kV/EHV | EHV | EHV/HV | 132kV/HV | HV | HV/LV | LV circuits
Domestic Unrestricted | 0 | 0 | 0 | 0 | 0 | 0 | 0 | 0 | 2039151.2369
Domestic Two Rate | 0 | 0 | 0 | 0 | 0 | 0 | 0 | 0 | 641039.8615
Domestic Off Peak (related MPAN) | 0 | 0 | 0 | 0 | 0 | 0 | 0 | 0 | 22487.271
Small Non Domestic Unrestricted | 0 | 0 | 0 | 0 | 0 | 0 | 0 | 0 | 569391.697
Small Non Domestic Two Rate | 0 | 0 | 0 | 0 | 0 | 0 | 0 | 0 | 186375.959
Small Non Domestic Off Peak (related MPAN) | 0 | 0 | 0 | 0 | 0 | 0 | 0 | 0 | 22885.4798
LV Medium Non-Domestic | 0 | 0 | 0 | 0 | 0 | 0 | 0 | 0 | 276285.2724
LV Sub Medium Non-Domestic | 0 | 0 | 0 | 0 | 0 | 0 | 0 | 9597.2514 | 0
HV Medium Non-Domestic | 0 | 0 | 0 | 631.7698 | 3140.3941 | 0 | 3104.1239 | 0 | 0
LV HH Metered | 0 | 0 | 0 | 0 | 0 | 0 | 76294.4598 | 376758.2878 | 359663.9916
LV Sub HH Metered | 0 | 0 | 0 | 0 | 0 | 0 | 307005.7367 | 303211.9396 | 0
HV HH Metered | 0 | 0 | 0 | 181391.8384 | 901660.5014 | 0 | 891246.7132 | 0 | 0
HV Sub HH Metered | 0 | 0 | 0 | 0 | 0 | 0 | 0 | 0 | 0
NHH UMS category A | 0 | 0 | 0 | 0 | 0 | 0 | 0 | 0 | 0
NHH UMS category B | 0 | 0 | 0 | 0 | 0 | 0 | 0 | 0 | 0
NHH UMS category C | 0 | 0 | 0 | 0 | 0 | 0 | 0 | 0 | 0
NHH UMS category D | 0 | 0 | 0 | 0 | 0 | 0 | 0 | 0 | 0
LV UMS (Pseudo HH Metered) | 0 | 0 | 0 | 0 | 0 | 0 | 0 | 0 | 0
2605. Contributions to aggregate maximum load by network level (kW)
Data sources:
x1 = 2603. Capacity-based contributions to chargeable aggregate maximum load by network level (kW)
x2 = 2604. Unit-based contributions to chargeable aggregate maximum load (kW)
Combine tables = x1 or x2
| GSPs | 132kV | 132kV/EHV | EHV | EHV/HV | 132kV/HV | HV | HV/LV | LV circuits
Domestic Unrestricted | 0 | 0 | 0 | 0 | 0 | 0 | 0 | 0 | 2039151.2369
Domestic Two Rate | 0 | 0 | 0 | 0 | 0 | 0 | 0 | 0 | 641039.8615
Small Non Domestic Unrestricted | 0 | 0 | 0 | 0 | 0 | 0 | 0 | 0 | 569391.697
Small Non Domestic Two Rate | 0 | 0 | 0 | 0 | 0 | 0 | 0 | 0 | 186375.959
LV Medium Non-Domestic | 0 | 0 | 0 | 0 | 0 | 0 | 0 | 0 | 276285.2724
LV Sub Medium Non-Domestic | 0 | 0 | 0 | 0 | 0 | 0 | 0 | 9597.2514 | 0
HV Medium Non-Domestic | 0 | 0 | 0 | 631.7698 | 3140.3941 | 0 | 3104.1239 | 0 | 0
LV HH Metered | 0 | 0 | 0 | 0 | 0 | 0 | 151585.8395 | 748563.1523 | 714599.3069
LV Sub HH Metered | 0 | 0 | 0 | 0 | 0 | 0 | 607675.6126 | 600166.3132 | 0
HV HH Metered | 0 | 0 | 0 | 354768.9876 | 1763481.6762 | 0 | 1743114.2266 | 0 | 0
HV Sub HH Metered | 0 | 0 | 0 | 0 | 0 | 0 | 0 | 0 | 0
NHH UMS category A | 0 | 0 | 0 | 0 | 0 | 0 | 0 | 0 | 0
NHH UMS category B | 0 | 0 | 0 | 0 | 0 | 0 | 0 | 0 | 0
NHH UMS category C | 0 | 0 | 0 | 0 | 0 | 0 | 0 | 0 | 0
NHH UMS category D | 0 | 0 | 0 | 0 | 0 | 0 | 0 | 0 | 0
LV UMS (Pseudo HH Metered) | 0 | 0 | 0 | 0 | 0 | 0 | 0 | 0 | 0
2606. Forecast chargeable aggregate maximum load (kW)
Data sources:
x1 = 2605. Contributions to aggregate maximum load by network level (kW)
Cell summation =SUM(x1)
| GSPs | 132kV | 132kV/EHV | EHV | EHV/HV | 132kV/HV | HV | HV/LV | LV circuits
Forecast chargeable aggregate maximum load (kW) | 0 | 0 | 0 | 355400.7573 | 1766622.0703 | 0 | 2505479.8027 | 1358326.7169 | 4426843.3336
2607. Forecast simultaneous load subject to standing charge factors (kW)
Data sources:
x1 = 2505. Contributions of users on each tariff to system simultaneous maximum load by network level (kW)
x2 = 2602. Standing charges factors adapted to use 132kV/HV
Calculation =x1*x2
| GSPs | 132kV | 132kV/EHV | EHV | EHV/HV | 132kV/HV | HV | HV/LV | LV circuits
Domestic Unrestricted | 0 | 0 | 0 | 0 | 0 | 0 | 0 | 0 | 1851457.7809
Domestic Two Rate | 0 | 0 | 0 | 0 | 0 | 0 | 0 | 0 | 185859.9803
Domestic Off Peak (related MPAN) | 0 | 0 | 0 | 0 | 0 | 0 | 0 | 0 | 847.6678
Small Non Domestic Unrestricted | 0 | 0 | 0 | 0 | 0 | 0 | 0 | 0 | 369924.9165
Small Non Domestic Two Rate | 0 | 0 | 0 | 0 | 0 | 0 | 0 | 0 | 133899.1228
Small Non Domestic Off Peak (related MPAN) | 0 | 0 | 0 | 0 | 0 | 0 | 0 | 0 | 718.3387
LV Medium Non-Domestic | 0 | 0 | 0 | 0 | 0 | 0 | 0 | 0 | 223419.1719
LV Sub Medium Non-Domestic | 0 | 0 | 0 | 0 | 0 | 0 | 0 | 7596.2333 | 0
HV Medium Non-Domestic | 0 | 0 | 0 | 413.2857 | 2054.356 | 0 | 2030.629 | 0 | 0
LV HH Metered | 0 | 0 | 0 | 0 | 0 | 0 | 45009.7169 | 222267.5661 | 212182.8308
LV Sub HH Metered | 0 | 0 | 0 | 0 | 0 | 0 | 208814.1642 | 206233.7611 | 0
HV HH Metered | 0 | 0 | 0 | 145297.3526 | 722242.4394 | 0 | 713900.852 | 0 | 0
HV Sub HH Metered | 0 | 0 | 0 | 0 | 0 | 0 | 0 | 0 | 0
NHH UMS category A | 0 | 0 | 0 | 0 | 0 | 0 | 0 | 0 | 0
NHH UMS category B | 0 | 0 | 0 | 0 | 0 | 0 | 0 | 0 | 0
NHH UMS category C | 0 | 0 | 0 | 0 | 0 | 0 | 0 | 0 | 0
NHH UMS category D | 0 | 0 | 0 | 0 | 0 | 0 | 0 | 0 | 0
LV UMS (Pseudo HH Metered) | 0 | 0 | 0 | 0 | 0 | 0 | 0 | 0 | 0
2608. Forecast simultaneous load replaced by standing charge (kW)
Data sources:
x1 = 2607. Forecast simultaneous load subject to standing charge factors (kW)
Cell summation =SUM(x1)
| GSPs | 132kV | 132kV/EHV | EHV | EHV/HV | 132kV/HV | HV | HV/LV | LV circuits
Forecast simultaneous load replaced by standing charge (kW) | 0 | 0 | 0 | 145710.6384 | 724296.7953 | 0 | 969755.3622 | 436097.5605 | 2978309.8097
2609. Calculated LV diversity allowance
Data sources:
x1 = 2606. Forecast chargeable aggregate maximum load (kW)
x2 = 2608. Forecast simultaneous load replaced by standing charge (kW)
Calculation =x1/x2-1
LV circuits
Calculated LV diversity allowance | 48.64%
2610. Network level mapping for diversity allowances
| GSPs | 132kV | 132kV/EHV | EHV | EHV/HV | 132kV/HV | HV | HV/LV | LV circuits
GSPs | 100% | 0% | 0% | 0% | 0% | 0% | 0% | 0% | 0%
132kV | 0% | 100% | 0% | 0% | 0% | 0% | 0% | 0% | 0%
132kV/EHV | 0% | 0% | 100% | 0% | 0% | 100% | 0% | 0% | 0%
EHV | 0% | 0% | 0% | 100% | 0% | 0% | 0% | 0% | 0%
EHV/HV | 0% | 0% | 0% | 0% | 100% | 0% | 0% | 0% | 0%
HV | 0% | 0% | 0% | 0% | 0% | 0% | 100% | 0% | 0%
HV/LV | 0% | 0% | 0% | 0% | 0% | 0% | 0% | 100% | 0%
LV circuits | 0% | 0% | 0% | 0% | 0% | 0% | 0% | 0% | 100%
2611. Diversity allowances including 132kV/HV
Data sources:
x1 = 2104. Diversity allowance between level exit and GSP Group (in Diversity calculations)
x2 = 2610. Network level mapping for diversity allowances
Sum-product calculation =SUMPRODUCT(x1, x2)
Diversity allowances including 132kV/HV
GSPs | 8.478%
132kV | 13.15%
132kV/EHV | 13.15%
EHV | 22.77%
EHV/HV | 22.77%
132kV/HV | 13.15%
HV | 63.79%
HV/LV | 63.79%
LV circuits | 0%
2612. Diversity allowances (including calculated LV value)
Data sources:
x1 = 2609. Calculated LV diversity allowance
x2 = 2611. Diversity allowances including 132kV/HV
Combine tables = x1 or x2
| GSPs | 132kV | 132kV/EHV | EHV | EHV/HV | 132kV/HV | HV | HV/LV | LV circuits
Diversity allowances (including calculated LV value) | 8.478% | 13.15% | 13.15% | 22.77% | 22.77% | 13.15% | 63.79% | 63.79% | 48.64%
2613. Forecast simultaneous maximum load (kW) adjusted for standing charges
Data sources:
x1 = 2506. Forecast system simultaneous maximum load (kW) from forecast units
x2 = 2608. Forecast simultaneous load replaced by standing charge (kW)
x3 = 2606. Forecast chargeable aggregate maximum load (kW)
x4 = 2612. Diversity allowances (including calculated LV value)
Calculation =x1-x2+x3/(1+x4)
| GSPs | 132kV | 132kV/EHV | EHV | EHV/HV | 132kV/HV | HV | HV/LV | LV circuits
Forecast simultaneous maximum load (kW) adjusted for standing charges | 4221727.5674 | 4180310.6231 | 4159717.9599 | 4281127.8771 | 4827844.7523 | 0 | 4696253.1993 | 3771580.4575 | 3021556.3452

## Otex
r6140: Other expenditure for Electricity North West in 2013/14 (April 2013 Indicative)
2701. Operating expenditure coded by network level (£/year)
Data sources:
x1 = 1055. Transmission exit charges (£/year)
x2 = Zero for levels other than transmission exit
Combine tables = x1 or x2
| Transmission exit | Operating 132kV | Operating 132kV/EHV | Operating EHV | Operating EHV/HV | Operating 132kV/HV | Operating HV | Operating HV/LV | Operating LV circuits | Operating LV customer | Operating HV customer
Operating expenditure coded by network level (£/year) | 16923397 | 0 | 0 | 0 | 0 | 0 | 0 | 0 | 0 | 0 | 0
2702. Network model assets (£) scaled by load forecast
Data sources:
x1 = 2108. GSP simultaneous maximum load assumed through each network level (MW)
x2 = 2613. Forecast simultaneous maximum load (kW) adjusted for standing charges
x3 = 1020. Gross asset cost by network level (£)
Calculation =IF(x1,x2*x3/x1/1000,0)
| Assets 132kV | Assets 132kV/EHV | Assets EHV | Assets EHV/HV | Assets 132kV/HV | Assets HV | Assets HV/LV | Assets LV circuits
Network model assets (£) scaled by load forecast | 388363402.2162 | 358220501.4193 | 565274557.0766 | 794010142.8618 | 0 | 1135178127.5441 | 797860586.7312 | 398095734.285
2703. Annual consumption by tariff for unmetered users (MWh)
Data sources:
x1 = 2407. All units (MWh)
Copy cells = x1
Annual consumption by tariff for unmetered users (MWh)
NHH UMS category A | 43147.2815
NHH UMS category B | 13480.0074
NHH UMS category C | 1.3947
NHH UMS category D | 0
LV UMS (Pseudo HH Metered) | 279151.2747
2704. Total unmetered units
Data sources:
x1 = 2703. Annual consumption by tariff for unmetered users (MWh)
Cell summation =SUM(x1)
Total unmetered units
Total unmetered units | 335779.9584
2705. Service model asset data
Data sources:
x1 = 2205. Service model assets by tariff (£)
x2 = 2305. MPANs (in Equivalent volume for each end user)
x3 = 2202. Asset £/(MWh/year) from LV service models
x4 = 2704. Total unmetered units
x5 = Service model assets (£) scaled by annual MWh (in Service model asset data)
x6 = Service model assets (£) scaled by user count (in Service model asset data)
x7 = Service model assets (£) scaled by annual MWh (in Service model asset data)
Kind: | Sum-product calculation |  | Calculation | Copy cells |  | Calculation
Formula: | =SUMPRODUCT(x1, x2) |  | =x3*x4 | = x5 |  | =x6+x7
| Service model assets (£) scaled by user count |  |  | Service model assets (£) scaled by annual MWh |  | Service model assets (£)
| Assets LV customer | Assets HV customer | Service model assets (£) scaled by annual MWh | Assets LV customer | Assets HV customer | Assets LV customer | Assets HV customer
Service model asset data | 1100517702.5601 | 36667539.455 | 233537647.3065 | 233537647.3065 |  | 1334055349.8667 | 36667539.455
2706. Data for allocation of operating expenditure
Data sources:
x1 = 2702. Network model assets (£) scaled by load forecast
x2 = 2705. Service model assets (£) (in Service model asset data)
x3 = Model assets (£) scaled by demand forecast (in Data for allocation of operating expenditure)
Kind: | Combine tables | [10 empty] | Cell summation
Formula: | = x1 or x2 | [10 empty] | =SUM(x3)
Model assets (£) scaled by demand forecast
| GSPs | Assets 132kV | Assets 132kV/EHV | Assets EHV | Assets EHV/HV | Assets 132kV/HV | Assets HV | Assets HV/LV | Assets LV circuits | Assets LV customer | Assets HV customer | Denominator for allocation of operating expenditure
Data for allocation of operating expenditure |  | 388363402.2162 | 358220501.4193 | 565274557.0766 | 794010142.8618 | 0 | 1135178127.5441 | 797860586.7312 | 398095734.285 | 1334055349.8667 | 36667539.455 | 5807725941.4558
2707. Amount of expenditure to be allocated according to asset values (£/year)
Data sources:
x1 = 1059. Direct cost (£/year) (in Other expenditure)
x2 = 1059. Network rates (£/year) (in Other expenditure)
x3 = 1059. Indirect cost (£/year) (in Other expenditure)
x4 = 1059. Indirect cost proportion (in Other expenditure)
Calculation =x1+x2+x3*x4
Amount of expenditure to be allocated according to asset values (£/year)
Other expenditure | 121066880.9114
2708. Total operating expenditure by network level (£/year)
Data sources:
x1 = 2701. Operating expenditure coded by network level (£/year)
x2 = 2707. Amount of expenditure to be allocated according to asset values (£/year)
x3 = 2706. Denominator for allocation of operating expenditure (in Data for allocation of operating expenditure)
x4 = 2706. Model assets (£) scaled by demand forecast (in Data for allocation of operating expenditure)
Calculation =x1+x2/x3*x4
| Transmission exit | Operating 132kV | Operating 132kV/EHV | Operating EHV | Operating EHV/HV | Operating 132kV/HV | Operating HV | Operating HV/LV | Operating LV circuits | Operating LV customer | Operating HV customer
Total operating expenditure by network level (£/year) | 16923397 | 8095758.3468 | 7467404.4923 | 11783618.6097 | 16551802.2678 | 0 | 23663732.8562 | 16632067.9749 | 8298636.9088 | 27809494.0773 | 764365.3776
2709. Operating expenditure percentage by network level
Data sources:
x1 = 2706. Model assets (£) scaled by demand forecast (in Data for allocation of operating expenditure)
x2 = 2708. Total operating expenditure by network level (£/year)
Calculation =IF(x1="","",IF(x1>0,x2/x1,0))
| Transmission exit | Operating 132kV | Operating 132kV/EHV | Operating EHV | Operating EHV/HV | Operating 132kV/HV | Operating HV | Operating HV/LV | Operating LV circuits | Operating LV customer | Operating HV customer
Operating expenditure percentage by network level |  | 2.085% | 2.085% | 2.085% | 2.085% | 0% | 2.085% | 2.085% | 2.085% | 2.085% | 2.085%
2710. Unit operating expenditure based on simultaneous maximum load (£/kW/year)
Data sources:
x1 = 2613. Forecast simultaneous maximum load (kW) adjusted for standing charges
x2 = 2708. Total operating expenditure by network level (£/year)
Calculation =IF(x1>0,x2/x1,0)
| Transmission exit | Operating 132kV | Operating 132kV/EHV | Operating EHV | Operating EHV/HV | Operating 132kV/HV | Operating HV | Operating HV/LV | Operating LV circuits
Unit operating expenditure based on simultaneous maximum load (£/kW/year) | 4.0086 | 1.9366 | 1.7952 | 2.7525 | 3.4284 | 0 | 5.0389 | 4.4098 | 2.7465
2711. Operating expenditure for customer assets p/MPAN/day
Data sources:
x1 = 1010. Days in the charging year (in Financial and general assumptions)
x2 = 2709. Operating expenditure percentage by network level
x3 = 2205. Service model assets by tariff (£)
x4 = Operating expenditure p/MPAN/day by level (in Operating expenditure for customer assets p/MPAN/day)
Kind: | Calculation |  | Cell summation
Formula: | =100/x1*x2*x3 |  | =SUM(x4)
Operating expenditure p/MPAN/day by level
| Operating LV customer | Operating HV customer | Operating expenditure for customer assets p/MPAN/day total
Domestic Unrestricted | 2.6009 | 0 | 2.6009
Domestic Two Rate | 2.6009 | 0 | 2.6009
Domestic Off Peak (related MPAN) | 0 | 0 | 0
Small Non Domestic Unrestricted | 2.5986 | 0 | 2.5986
Small Non Domestic Two Rate | 2.5986 | 0 | 2.5986
Small Non Domestic Off Peak (related MPAN) | 0 | 0 | 0
LV Medium Non-Domestic | 10.6117 | 0 | 10.6117
LV Sub Medium Non-Domestic | 34.941 | 0 | 34.941
HV Medium Non-Domestic | 0 | 102.6015 | 102.6015
LV HH Metered | 11.9307 | 0 | 11.9307
LV Sub HH Metered | 34.941 | 0 | 34.941
HV HH Metered | 0 | 102.6015 | 102.6015
HV Sub HH Metered | 0 | 134.6584 | 134.6584
NHH UMS category A | 0 | 0 | 0
NHH UMS category B | 0 | 0 | 0
NHH UMS category C | 0 | 0 | 0
NHH UMS category D | 0 | 0 | 0
LV UMS (Pseudo HH Metered) | 0 | 0 | 0
LV Generation NHH | 0 | 0 | 0
LV Sub Generation NHH | 0 | 0 | 0
LV Generation Intermittent | 0 | 0 | 0
LV Generation Non-Intermittent | 0 | 0 | 0
LV Sub Generation Intermittent | 0 | 0 | 0
LV Sub Generation Non-Intermittent | 0 | 0 | 0
HV Generation Intermittent | 0 | 6.3623 | 6.3623
HV Generation Non-Intermittent | 0 | 6.3623 | 6.3623
HV Sub Generation Intermittent | 0 | 6.3623 | 6.3623
HV Sub Generation Non-Intermittent | 0 | 6.3623 | 6.3623
2712. Operating expenditure for unmetered customer assets (p/kWh)
Data sources:
x1 = 2709. Operating expenditure percentage by network level
x2 = 2202. Asset £/(MWh/year) from LV service models
Calculation =0.1*x1*x2
Operating LV customer
NHH UMS category A | 1.4498
NHH UMS category B | 1.4498
NHH UMS category C | 1.4498
NHH UMS category D | 1.4498
LV UMS (Pseudo HH Metered) | 1.4498

## Contrib
r6140: Customer contributions for Electricity North West in 2013/14 (April 2013 Indicative)
This sheet calculates factors used to take account of the costs deemed to be covered by connection charges.
2801. Network level of supply (for customer contributions) by tariff
| LV network | LV substation | HV network | HV substation
Domestic Unrestricted | 100% | 0% | 0% | 0%
Domestic Two Rate | 100% | 0% | 0% | 0%
Domestic Off Peak (related MPAN) | 100% | 0% | 0% | 0%
Small Non Domestic Unrestricted | 100% | 0% | 0% | 0%
Small Non Domestic Two Rate | 100% | 0% | 0% | 0%
Small Non Domestic Off Peak (related MPAN) | 100% | 0% | 0% | 0%
LV Medium Non-Domestic | 100% | 0% | 0% | 0%
LV Sub Medium Non-Domestic | 0% | 100% | 0% | 0%
HV Medium Non-Domestic | 0% | 0% | 100% | 0%
LV HH Metered | 100% | 0% | 0% | 0%
LV Sub HH Metered | 0% | 100% | 0% | 0%
HV HH Metered | 0% | 0% | 100% | 0%
HV Sub HH Metered | 0% | 0% | 0% | 100%
NHH UMS category A | 100% | 0% | 0% | 0%
NHH UMS category B | 100% | 0% | 0% | 0%
NHH UMS category C | 100% | 0% | 0% | 0%
NHH UMS category D | 100% | 0% | 0% | 0%
LV UMS (Pseudo HH Metered) | 100% | 0% | 0% | 0%
LV Generation NHH | 100% | 0% | 0% | 0%
LV Sub Generation NHH | 0% | 100% | 0% | 0%
LV Generation Intermittent | 100% | 0% | 0% | 0%
LV Generation Non-Intermittent | 100% | 0% | 0% | 0%
LV Sub Generation Intermittent | 0% | 100% | 0% | 0%
LV Sub Generation Non-Intermittent | 0% | 100% | 0% | 0%
HV Generation Intermittent | 0% | 0% | 100% | 0%
HV Generation Non-Intermittent | 0% | 0% | 100% | 0%
HV Sub Generation Intermittent | 0% | 0% | 0% | 100%
HV Sub Generation Non-Intermittent | 0% | 0% | 0% | 100%
2802. Contribution proportion of asset annuities, by customer type and network level of assets
Data sources:
x1 = 1060. Customer contributions under current connection charging policy
x2 = 1010. Annuity proportion for customer-contributed assets (in Financial and general assumptions)
Calculation =x1*(1-x2)
| LV network | LV substation | HV network | HV substation
Assets 132kV | 0% | 0% | 0% | 0%
Assets 132kV/EHV | 0% | 0% | 0% | 0%
Assets EHV | 0% | 0% | 0% | 57%
Assets EHV/HV | 0% | 0% | 57% | 92%
Assets 132kV/HV | 0% | 0% | 0% | 0%
Assets HV | 30% | 30% | 91% | 0%
Assets HV/LV | 30% | 97% | 0% | 0%
Assets LV circuits | 97% | 0% | 0% | 0%
2803. Proportion of assets annuities deemed to be covered by customer contributions
Data sources:
x1 = 2801. Network level of supply (for customer contributions) by tariff
x2 = 2802. Contribution proportion of asset annuities, by customer type and network level of assets
Sum-product calculation =SUMPRODUCT(x1, x2)
| Assets 132kV | Assets 132kV/EHV | Assets EHV | Assets EHV/HV | Assets 132kV/HV | Assets HV | Assets HV/LV | Assets LV circuits
Domestic Unrestricted | 0% | 0% | 0% | 0% | 0% | 30% | 30% | 97%
Domestic Two Rate | 0% | 0% | 0% | 0% | 0% | 30% | 30% | 97%
Domestic Off Peak (related MPAN) | 0% | 0% | 0% | 0% | 0% | 30% | 30% | 97%
Small Non Domestic Unrestricted | 0% | 0% | 0% | 0% | 0% | 30% | 30% | 97%
Small Non Domestic Two Rate | 0% | 0% | 0% | 0% | 0% | 30% | 30% | 97%
Small Non Domestic Off Peak (related MPAN) | 0% | 0% | 0% | 0% | 0% | 30% | 30% | 97%
LV Medium Non-Domestic | 0% | 0% | 0% | 0% | 0% | 30% | 30% | 97%
LV Sub Medium Non-Domestic | 0% | 0% | 0% | 0% | 0% | 30% | 97% | 0%
HV Medium Non-Domestic | 0% | 0% | 0% | 57% | 0% | 91% | 0% | 0%
LV HH Metered | 0% | 0% | 0% | 0% | 0% | 30% | 30% | 97%
LV Sub HH Metered | 0% | 0% | 0% | 0% | 0% | 30% | 97% | 0%
HV HH Metered | 0% | 0% | 0% | 57% | 0% | 91% | 0% | 0%
HV Sub HH Metered | 0% | 0% | 57% | 92% | 0% | 0% | 0% | 0%
NHH UMS category A | 0% | 0% | 0% | 0% | 0% | 30% | 30% | 97%
NHH UMS category B | 0% | 0% | 0% | 0% | 0% | 30% | 30% | 97%
NHH UMS category C | 0% | 0% | 0% | 0% | 0% | 30% | 30% | 97%
NHH UMS category D | 0% | 0% | 0% | 0% | 0% | 30% | 30% | 97%
LV UMS (Pseudo HH Metered) | 0% | 0% | 0% | 0% | 0% | 30% | 30% | 97%
LV Generation NHH | 0% | 0% | 0% | 0% | 0% | 30% | 30% | 97%
LV Sub Generation NHH | 0% | 0% | 0% | 0% | 0% | 30% | 97% | 0%
LV Generation Intermittent | 0% | 0% | 0% | 0% | 0% | 30% | 30% | 97%
LV Generation Non-Intermittent | 0% | 0% | 0% | 0% | 0% | 30% | 30% | 97%
LV Sub Generation Intermittent | 0% | 0% | 0% | 0% | 0% | 30% | 97% | 0%
LV Sub Generation Non-Intermittent | 0% | 0% | 0% | 0% | 0% | 30% | 97% | 0%
HV Generation Intermittent | 0% | 0% | 0% | 57% | 0% | 91% | 0% | 0%
HV Generation Non-Intermittent | 0% | 0% | 0% | 57% | 0% | 91% | 0% | 0%
HV Sub Generation Intermittent | 0% | 0% | 57% | 92% | 0% | 0% | 0% | 0%
HV Sub Generation Non-Intermittent | 0% | 0% | 57% | 92% | 0% | 0% | 0% | 0%
2804. Proportion of annual charge covered by contributions (for all charging levels)
Data sources:
x1 = Zero for operating expenditure
x2 = Zero for GSPs level
x3 = 2803. Proportion of assets annuities deemed to be covered by customer contributions
Combine tables = x1 or x2 or x3
| GSPs | Assets 132kV | Assets 132kV/EHV | Assets EHV | Assets EHV/HV | Assets 132kV/HV | Assets HV | Assets HV/LV | Assets LV circuits | Transmission exit | Operating 132kV | Operating 132kV/EHV | Operating EHV | Operating EHV/HV | Operating 132kV/HV | Operating HV | Operating HV/LV | Operating LV circuits
Domestic Unrestricted | 0% | 0% | 0% | 0% | 0% | 0% | 30% | 30% | 97% | 0% | 0% | 0% | 0% | 0% | 0% | 0% | 0% | 0%
Domestic Two Rate | 0% | 0% | 0% | 0% | 0% | 0% | 30% | 30% | 97% | 0% | 0% | 0% | 0% | 0% | 0% | 0% | 0% | 0%
Domestic Off Peak (related MPAN) | 0% | 0% | 0% | 0% | 0% | 0% | 30% | 30% | 97% | 0% | 0% | 0% | 0% | 0% | 0% | 0% | 0% | 0%
Small Non Domestic Unrestricted | 0% | 0% | 0% | 0% | 0% | 0% | 30% | 30% | 97% | 0% | 0% | 0% | 0% | 0% | 0% | 0% | 0% | 0%
Small Non Domestic Two Rate | 0% | 0% | 0% | 0% | 0% | 0% | 30% | 30% | 97% | 0% | 0% | 0% | 0% | 0% | 0% | 0% | 0% | 0%
Small Non Domestic Off Peak (related MPAN) | 0% | 0% | 0% | 0% | 0% | 0% | 30% | 30% | 97% | 0% | 0% | 0% | 0% | 0% | 0% | 0% | 0% | 0%
LV Medium Non-Domestic | 0% | 0% | 0% | 0% | 0% | 0% | 30% | 30% | 97% | 0% | 0% | 0% | 0% | 0% | 0% | 0% | 0% | 0%
LV Sub Medium Non-Domestic | 0% | 0% | 0% | 0% | 0% | 0% | 30% | 97% | 0% | 0% | 0% | 0% | 0% | 0% | 0% | 0% | 0% | 0%
HV Medium Non-Domestic | 0% | 0% | 0% | 0% | 57% | 0% | 91% | 0% | 0% | 0% | 0% | 0% | 0% | 0% | 0% | 0% | 0% | 0%
LV HH Metered | 0% | 0% | 0% | 0% | 0% | 0% | 30% | 30% | 97% | 0% | 0% | 0% | 0% | 0% | 0% | 0% | 0% | 0%
LV Sub HH Metered | 0% | 0% | 0% | 0% | 0% | 0% | 30% | 97% | 0% | 0% | 0% | 0% | 0% | 0% | 0% | 0% | 0% | 0%
HV HH Metered | 0% | 0% | 0% | 0% | 57% | 0% | 91% | 0% | 0% | 0% | 0% | 0% | 0% | 0% | 0% | 0% | 0% | 0%
HV Sub HH Metered | 0% | 0% | 0% | 57% | 92% | 0% | 0% | 0% | 0% | 0% | 0% | 0% | 0% | 0% | 0% | 0% | 0% | 0%
NHH UMS category A | 0% | 0% | 0% | 0% | 0% | 0% | 30% | 30% | 97% | 0% | 0% | 0% | 0% | 0% | 0% | 0% | 0% | 0%
NHH UMS category B | 0% | 0% | 0% | 0% | 0% | 0% | 30% | 30% | 97% | 0% | 0% | 0% | 0% | 0% | 0% | 0% | 0% | 0%
NHH UMS category C | 0% | 0% | 0% | 0% | 0% | 0% | 30% | 30% | 97% | 0% | 0% | 0% | 0% | 0% | 0% | 0% | 0% | 0%
NHH UMS category D | 0% | 0% | 0% | 0% | 0% | 0% | 30% | 30% | 97% | 0% | 0% | 0% | 0% | 0% | 0% | 0% | 0% | 0%
LV UMS (Pseudo HH Metered) | 0% | 0% | 0% | 0% | 0% | 0% | 30% | 30% | 97% | 0% | 0% | 0% | 0% | 0% | 0% | 0% | 0% | 0%
LV Generation NHH | 0% | 0% | 0% | 0% | 0% | 0% | 30% | 30% | 97% | 0% | 0% | 0% | 0% | 0% | 0% | 0% | 0% | 0%
LV Sub Generation NHH | 0% | 0% | 0% | 0% | 0% | 0% | 30% | 97% | 0% | 0% | 0% | 0% | 0% | 0% | 0% | 0% | 0% | 0%
LV Generation Intermittent | 0% | 0% | 0% | 0% | 0% | 0% | 30% | 30% | 97% | 0% | 0% | 0% | 0% | 0% | 0% | 0% | 0% | 0%
LV Generation Non-Intermittent | 0% | 0% | 0% | 0% | 0% | 0% | 30% | 30% | 97% | 0% | 0% | 0% | 0% | 0% | 0% | 0% | 0% | 0%
LV Sub Generation Intermittent | 0% | 0% | 0% | 0% | 0% | 0% | 30% | 97% | 0% | 0% | 0% | 0% | 0% | 0% | 0% | 0% | 0% | 0%
LV Sub Generation Non-Intermittent | 0% | 0% | 0% | 0% | 0% | 0% | 30% | 97% | 0% | 0% | 0% | 0% | 0% | 0% | 0% | 0% | 0% | 0%
HV Generation Intermittent | 0% | 0% | 0% | 0% | 57% | 0% | 91% | 0% | 0% | 0% | 0% | 0% | 0% | 0% | 0% | 0% | 0% | 0%
HV Generation Non-Intermittent | 0% | 0% | 0% | 0% | 57% | 0% | 91% | 0% | 0% | 0% | 0% | 0% | 0% | 0% | 0% | 0% | 0% | 0%
HV Sub Generation Intermittent | 0% | 0% | 0% | 57% | 92% | 0% | 0% | 0% | 0% | 0% | 0% | 0% | 0% | 0% | 0% | 0% | 0% | 0%
HV Sub Generation Non-Intermittent | 0% | 0% | 0% | 57% | 92% | 0% | 0% | 0% | 0% | 0% | 0% | 0% | 0% | 0% | 0% | 0% | 0% | 0%

## Yard
r6140: Yardsticks for Electricity North West in 2013/14 (April 2013 Indicative)
This sheet calculates average p/kWh and p/kW/day charges that would apply if no costs were recovered through capacity or fixed charges.
2901. Unit cost at each level, £/kW/year (relative to system simultaneous maximum load)
Data sources:
x1 = 2109. Network model annuity by simultaneous maximum load for each network level (£/kW/year)
x2 = 2710. Unit operating expenditure based on simultaneous maximum load (£/kW/year)
Combine tables = x1 or x2
| GSPs | Assets 132kV | Assets 132kV/EHV | Assets EHV | Assets EHV/HV | Assets 132kV/HV | Assets HV | Assets HV/LV | Assets LV circuits | Transmission exit | Operating 132kV | Operating 132kV/EHV | Operating EHV | Operating EHV/HV | Operating 132kV/HV | Operating HV | Operating HV/LV | Operating LV circuits
Unit cost at each level, £/kW/year (relative to system simultaneous maximum load) |  | 5.866 | 5.4375 | 8.337 | 10.3845 | 0 | 15.2624 | 13.3572 | 8.3189 | 4.0086 | 1.9366 | 1.7952 | 2.7525 | 3.4284 | 0 | 5.0389 | 4.4098 | 2.7465
2902. Pay-as-you-go yardstick unit costs by charging level (p/kWh)
Data sources:
x1 = 2901. Unit cost at each level, £/kW/year (relative to system simultaneous maximum load)
x2 = 2302. Load coefficient
x3 = 2012. Loss adjustment factors between end user meter reading and each network level, scaled by network use
x4 = 2804. Proportion of annual charge covered by contributions (for all charging levels)
x5 = 1010. Days in the charging year (in Financial and general assumptions)
Calculation =x1*x2*x3*(1-x4)/(24*x5)*100
| GSPs | Assets 132kV | Assets 132kV/EHV | Assets EHV | Assets EHV/HV | Assets 132kV/HV | Assets HV | Assets HV/LV | Assets LV circuits | Transmission exit | Operating 132kV | Operating 132kV/EHV | Operating EHV | Operating EHV/HV | Operating 132kV/HV | Operating HV | Operating HV/LV | Operating LV circuits
Domestic Unrestricted | 0 | 0.1596 | 0.14721 | 0.22439 | 0.27786 | 0 | 0.28257 | 0.24424 | 0.0062234 | 0.11016 | 0.052692 | 0.048603 | 0.074082 | 0.091736 | 0 | 0.13327 | 0.11519 | 0.068488
Domestic Two Rate | 0 | 0.10167 | 0.093777 | 0.14294 | 0.177 | 0 | 0.18 | 0.15558 | 0.0039644 | 0.070172 | 0.033566 | 0.03096 | 0.047191 | 0.058437 | 0 | 0.084895 | 0.073379 | 0.043628
Domestic Off Peak (related MPAN) | 0 | 0 | 0 | 0 | 0 | 0 | 0 | 0 | 0 | 0 | 0 | 0 | 0 | 0 | 0 | 0 | 0 | 0
Small Non Domestic Unrestricted | 0 | 0.13333 | 0.12298 | 0.18746 | 0.23213 | 0 | 0.23606 | 0.20404 | 0.0051991 | 0.092027 | 0.04402 | 0.040603 | 0.061889 | 0.076637 | 0 | 0.11134 | 0.096233 | 0.057215
Small Non Domestic Two Rate | 0 | 0.10176 | 0.093858 | 0.14306 | 0.17715 | 0 | 0.18015 | 0.15572 | 0.0039678 | 0.070232 | 0.033594 | 0.030987 | 0.047232 | 0.058487 | 0 | 0.084968 | 0.073442 | 0.043665
Small Non Domestic Off Peak (related MPAN) | 0 | 0 | 0 | 0 | 0 | 0 | 0 | 0 | 0 | 0 | 0 | 0 | 0 | 0 | 0 | 0 | 0 | 0
LV Medium Non-Domestic | 0 | 0.11053 | 0.10195 | 0.1554 | 0.19243 | 0 | 0.19569 | 0.16914 | 0.0043099 | 0.076288 | 0.036491 | 0.033659 | 0.051304 | 0.06353 | 0 | 0.092294 | 0.079775 | 0.04743
LV Sub Medium Non-Domestic | 0 | 0.10427 | 0.096179 | 0.1466 | 0.18154 | 0 | 0.18461 | 0.0068386 | 0 | 0.071969 | 0.034425 | 0.031753 | 0.0484 | 0.059934 | 0 | 0.087069 | 0.075259 | 0
HV Medium Non-Domestic | 0 | 0.10609 | 0.097852 | 0.14915 | 0.079418 | 0 | 0.024148 | 0 | 0 | 0.073221 | 0.035024 | 0.032306 | 0.049242 | 0.060976 | 0 | 0.088584 | 0 | 0
LV HH Metered | 0 | 0.085281 | 0.078662 | 0.1199 | 0.14847 | 0 | 0.15099 | 0.13051 | 0.0033254 | 0.058862 | 0.028155 | 0.02597 | 0.039585 | 0.049018 | 0 | 0.071212 | 0.061552 | 0.036596
LV Sub HH Metered | 0 | 0.093186 | 0.085953 | 0.13101 | 0.16223 | 0 | 0.16498 | 0.0061115 | 0 | 0.064317 | 0.030765 | 0.028377 | 0.043254 | 0.053561 | 0 | 0.077812 | 0.067257 | 0
HV HH Metered | 0 | 0.081894 | 0.075537 | 0.11514 | 0.061307 | 0 | 0.018642 | 0 | 0 | 0.056523 | 0.027037 | 0.024939 | 0.038012 | 0.047071 | 0 | 0.068383 | 0 | 0
HV Sub HH Metered | 0 | 0.080948 | 0.074665 | 0.048937 | 0.011274 | 0 | 0 | 0 | 0 | 0.055871 | 0.026725 | 0.02465 | 0.037573 | 0.046527 | 0 | 0 | 0 | 0
NHH UMS category A | 0 | 0.073063 | 0.067392 | 0.10272 | 0.1272 | 0 | 0.12936 | 0.11181 | 0.002849 | 0.050428 | 0.024122 | 0.022249 | 0.033913 | 0.041995 | 0 | 0.061009 | 0.052733 | 0.031352
NHH UMS category B | 0 | 0.15403 | 0.14208 | 0.21656 | 0.26817 | 0 | 0.27271 | 0.23572 | 0.0060062 | 0.10631 | 0.050853 | 0.046906 | 0.071497 | 0.088534 | 0 | 0.12862 | 0.11117 | 0.066098
NHH UMS category C | 0 | 0.28317 | 0.26119 | 0.39812 | 0.49299 | 0 | 0.50134 | 0.43333 | 0.011042 | 0.19544 | 0.093487 | 0.086231 | 0.13144 | 0.16276 | 0 | 0.23645 | 0.20438 | 0.12151
NHH UMS category D | 0 | 0 | 0 | 0 | 0 | 0 | 0 | 0 | 0 | 0 | 0 | 0 | 0 | 0 | 0 | 0 | 0 | 0
LV UMS (Pseudo HH Metered) | 0 | 0.11553 | 0.10656 | 0.16242 | 0.20113 | 0 | 0.20453 | 0.17679 | 0.0045047 | 0.079737 | 0.038141 | 0.03518 | 0.053624 | 0.066402 | 0 | 0.096467 | 0.083381 | 0.049574
LV Generation NHH | 0 | -0.073063 | -0.067392 | -0.10272 | -0.1272 | 0 | -0.12936 | -0.11181 | 0 | -0.050428 | -0.024122 | -0.022249 | -0.033913 | -0.041995 | 0 | -0.061009 | -0.052733 | 0
LV Sub Generation NHH | 0 | -0.069748 | -0.064334 | -0.098061 | -0.12143 | 0 | -0.12349 | 0 | 0 | -0.04814 | -0.023027 | -0.02124 | -0.032375 | -0.04009 | 0 | -0.058241 | 0 | 0
LV Generation Intermittent | 0 | -0.073063 | -0.067392 | -0.10272 | -0.1272 | 0 | -0.12936 | -0.11181 | 0 | -0.050428 | -0.024122 | -0.022249 | -0.033913 | -0.041995 | 0 | -0.061009 | -0.052733 | 0
LV Generation Non-Intermittent | 0 | -0.073063 | -0.067392 | -0.10272 | -0.1272 | 0 | -0.12936 | -0.11181 | 0 | -0.050428 | -0.024122 | -0.022249 | -0.033913 | -0.041995 | 0 | -0.061009 | -0.052733 | 0
LV Sub Generation Intermittent | 0 | -0.069748 | -0.064334 | -0.098061 | -0.12143 | 0 | -0.12349 | 0 | 0 | -0.04814 | -0.023027 | -0.02124 | -0.032375 | -0.04009 | 0 | -0.058241 | 0 | 0
LV Sub Generation Non-Intermittent | 0 | -0.069748 | -0.064334 | -0.098061 | -0.12143 | 0 | -0.12349 | 0 | 0 | -0.04814 | -0.023027 | -0.02124 | -0.032375 | -0.04009 | 0 | -0.058241 | 0 | 0
HV Generation Intermittent | 0 | -0.068886 | -0.063539 | -0.09685 | -0.05157 | 0 | 0 | 0 | 0 | -0.047545 | -0.022743 | -0.020977 | -0.031975 | -0.039594 | 0 | 0 | 0 | 0
HV Generation Non-Intermittent | 0 | -0.068886 | -0.063539 | -0.09685 | -0.05157 | 0 | 0 | 0 | 0 | -0.047545 | -0.022743 | -0.020977 | -0.031975 | -0.039594 | 0 | 0 | 0 | 0
HV Sub Generation Intermittent | 0 | -0.06809 | -0.062806 | -0.041164 | 0 | 0 | 0 | 0 | 0 | -0.046996 | -0.02248 | -0.020735 | -0.031605 | 0 | 0 | 0 | 0 | 0
HV Sub Generation Non-Intermittent | 0 | -0.06809 | -0.062806 | -0.041164 | 0 | 0 | 0 | 0 | 0 | -0.046996 | -0.02248 | -0.020735 | -0.031605 | 0 | 0 | 0 | 0 | 0
2903. Pay-as-you-go unit rate 1 p/kWh
Data sources:
x1 = 2437. Unit rate 1 pseudo load coefficient by network level (combined)
x2 = 2901. Unit cost at each level, £/kW/year (relative to system simultaneous maximum load)
x3 = 2012. Loss adjustment factors between end user meter reading and each network level, scaled by network use
x4 = 2804. Proportion of annual charge covered by contributions (for all charging levels)
x5 = 1010. Days in the charging year (in Financial and general assumptions)
x6 = Contributions to pay-as-you-go unit rate 1 (p/kWh) (in Pay-as-you-go unit rate 1 p/kWh)
Kind: | Calculation | [17 empty] | Cell summation
Formula: | =x1*x2*x3*(1-x4)*100/(24*x5) | [17 empty] | =SUM(x6)
Contributions to pay-as-you-go unit rate 1 (p/kWh)
| GSPs | Assets 132kV | Assets 132kV/EHV | Assets EHV | Assets EHV/HV | Assets 132kV/HV | Assets HV | Assets HV/LV | Assets LV circuits | Transmission exit | Operating 132kV | Operating 132kV/EHV | Operating EHV | Operating EHV/HV | Operating 132kV/HV | Operating HV | Operating HV/LV | Operating LV circuits | Pay-as-you-go unit rate 1 (p/kWh)
Domestic Two Rate | 0 | 0.16529 | 0.15247 | 0.22817 | 0.28254 | 0 | 0.28733 | 0.24835 | 0.0063282 | 0.11721 | 0.054572 | 0.050336 | 0.07533 | 0.093281 | 0 | 0.13552 | 0.11713 | 0.069641 | 2.0835
Domestic Off Peak (related MPAN) | 0 | 0.016948 | 0.015633 | 0.026221 | 0.03247 | 0 | 0.03302 | 0.028541 | 0.00072724 | 0.009799 | 0.0055953 | 0.005161 | 0.0086569 | 0.01072 | 0 | 0.015573 | 0.013461 | 0.0080032 | 0.23053
Small Non Domestic Two Rate | 0 | 0.14107 | 0.13012 | 0.19931 | 0.2468 | 0 | 0.25098 | 0.21693 | 0.0055276 | 0.096861 | 0.046573 | 0.042959 | 0.0658 | 0.081481 | 0 | 0.11837 | 0.10232 | 0.060831 | 1.8059
Small Non Domestic Off Peak (related MPAN) | 0 | 0.01405 | 0.012959 | 0.021719 | 0.026894 | 0 | 0.02735 | 0.02364 | 0.00060236 | 0.0080824 | 0.0046386 | 0.0042785 | 0.0071704 | 0.0088791 | 0 | 0.012899 | 0.011149 | 0.0066289 | 0.19094
LV Medium Non-Domestic | 0 | 0.13522 | 0.12473 | 0.19058 | 0.236 | 0 | 0.23999 | 0.20744 | 0.0052857 | 0.093197 | 0.044644 | 0.041178 | 0.06292 | 0.077914 | 0 | 0.11319 | 0.097836 | 0.058168 | 1.7283
LV Sub Medium Non-Domestic | 0 | 0.13062 | 0.12049 | 0.18423 | 0.22814 | 0 | 0.232 | 0.0085941 | 0 | 0.089939 | 0.043125 | 0.039778 | 0.060824 | 0.075318 | 0 | 0.10942 | 0.094577 | 0 | 1.4171
HV Medium Non-Domestic | 0 | 0.13698 | 0.12635 | 0.19364 | 0.10311 | 0 | 0.031351 | 0 | 0 | 0.094014 | 0.045225 | 0.041715 | 0.063929 | 0.079164 | 0 | 0.11501 | 0 | 0 | 1.0305
LV HH Metered | 0 | 0.73783 | 0.68056 | 0.93512 | 1.158 | 0 | 1.1776 | 1.0178 | 0.025935 | 0.58285 | 0.24359 | 0.22469 | 0.30873 | 0.3823 | 0 | 0.55539 | 0.48005 | 0.28541 | 8.7958
LV Sub HH Metered | 0 | 0.83931 | 0.77416 | 1.0637 | 1.3172 | 0 | 1.3395 | 0.049621 | 0 | 0.66301 | 0.2771 | 0.25559 | 0.35119 | 0.43488 | 0 | 0.63177 | 0.54607 | 0 | 8.5432
HV HH Metered | 0 | 0.7785 | 0.71808 | 0.98667 | 0.52537 | 0 | 0.15975 | 0 | 0 | 0.61497 | 0.25702 | 0.23707 | 0.32575 | 0.40337 | 0 | 0.586 | 0 | 0 | 5.5926
HV Sub HH Metered | 0 | 0.72183 | 0.66581 | 0.39338 | 0.090628 | 0 | 0 | 0 | 0 | 0.57021 | 0.23831 | 0.21981 | 0.30203 | 0.37401 | 0 | 0 | 0 | 0 | 3.576
LV Generation Non-Intermittent | 0 | -0.77455 | -0.71443 | -0.98165 | -1.2156 | 0 | -1.2362 | -1.0685 | 0 | -0.61185 | -0.25571 | -0.23587 | -0.32409 | -0.40132 | 0 | -0.58302 | -0.50394 | 0 | -8.9067
LV Sub Generation Non-Intermittent | 0 | -0.7394 | -0.68201 | -0.93711 | -1.1604 | 0 | -1.1801 | 0 | 0 | -0.58409 | -0.24411 | -0.22517 | -0.30939 | -0.38311 | 0 | -0.55657 | 0 | 0 | -7.0015
HV Generation Non-Intermittent | 0 | -0.73027 | -0.67359 | -0.92553 | -0.49282 | 0 | 0 | 0 | 0 | -0.57687 | -0.2411 | -0.22238 | -0.30556 | -0.37838 | 0 | 0 | 0 | 0 | -4.5465
HV Sub Generation Non-Intermittent | 0 | -0.72183 | -0.66581 | -0.39338 | 0 | 0 | 0 | 0 | 0 | -0.57021 | -0.23831 | -0.21981 | -0.30203 | 0 | 0 | 0 | 0 | 0 | -3.1114
NHH UMS category A | 0 | 0.068384 | 0.063076 | 0.096143 | 0.11905 | 0 | 0.12107 | 0.10465 | 0.0026665 | 0.047199 | 0.022577 | 0.020824 | 0.031741 | 0.039306 | 0 | 0.057102 | 0.049356 | 0.029344 | 0.87249
NHH UMS category B | 0 | 0.092167 | 0.085013 | 0.12344 | 0.15286 | 0 | 0.15545 | 0.13436 | 0.0034237 | 0.070412 | 0.030429 | 0.028067 | 0.040755 | 0.050467 | 0 | 0.073316 | 0.063371 | 0.037677 | 1.1412
NHH UMS category C | 0 | 0.16665 | 0.15371 | 0.22181 | 0.27467 | 0 | 0.27932 | 0.24143 | 0.0061518 | 0.1287 | 0.055018 | 0.050747 | 0.07323 | 0.090681 | 0 | 0.13174 | 0.11387 | 0.0677 | 2.0554
NHH UMS category D | 0 | 0.054211 | 0.050003 | 0.080732 | 0.099971 | 0 | 0.10166 | 0.087873 | 0.0022391 | 0.032406 | 0.017898 | 0.016508 | 0.026654 | 0.033005 | 0 | 0.047949 | 0.041444 | 0.024641 | 0.7172
LV UMS (Pseudo HH Metered) | 0 | 2.1712 | 2.0027 | 2.8332 | 3.5083 | 0 | 3.5677 | 3.0838 | 0.078577 | 1.7378 | 0.71681 | 0.66117 | 0.93536 | 1.1583 | 0 | 1.6827 | 1.4544 | 0.86473 | 26.4567
2904. Pay-as-you-go unit rate 2 p/kWh
Data sources:
x1 = 2438. Unit rate 2 pseudo load coefficient by network level (combined)
x2 = 2901. Unit cost at each level, £/kW/year (relative to system simultaneous maximum load)
x3 = 2012. Loss adjustment factors between end user meter reading and each network level, scaled by network use
x4 = 2804. Proportion of annual charge covered by contributions (for all charging levels)
x5 = 1010. Days in the charging year (in Financial and general assumptions)
x6 = Contributions to pay-as-you-go unit rate 2 (p/kWh) (in Pay-as-you-go unit rate 2 p/kWh)
Kind: | Calculation | [17 empty] | Cell summation
Formula: | =x1*x2*x3*(1-x4)*100/(24*x5) | [17 empty] | =SUM(x6)
Contributions to pay-as-you-go unit rate 2 (p/kWh)
| GSPs | Assets 132kV | Assets 132kV/EHV | Assets EHV | Assets EHV/HV | Assets 132kV/HV | Assets HV | Assets HV/LV | Assets LV circuits | Transmission exit | Operating 132kV | Operating 132kV/EHV | Operating EHV | Operating EHV/HV | Operating 132kV/HV | Operating HV | Operating HV/LV | Operating LV circuits | Pay-as-you-go unit rate 2 (p/kWh)
Domestic Two Rate | 0 | 0.016315 | 0.015049 | 0.02469 | 0.030574 | 0 | 0.031092 | 0.026874 | 0.00068478 | 0.0096031 | 0.0053863 | 0.0049683 | 0.0081515 | 0.010094 | 0 | 0.014664 | 0.012675 | 0.0075359 | 0.21836
Small Non Domestic Two Rate | 0 | 0.014073 | 0.01298 | 0.021297 | 0.026372 | 0 | 0.026819 | 0.023181 | 0.00059067 | 0.0082833 | 0.0046461 | 0.0042855 | 0.0070312 | 0.0087068 | 0 | 0.012649 | 0.010933 | 0.0065002 | 0.18835
LV Medium Non-Domestic | 0 | 0.012621 | 0.011642 | 0.019101 | 0.023652 | 0 | 0.024053 | 0.02079 | 0.00052975 | 0.0074291 | 0.0041669 | 0.0038435 | 0.0063061 | 0.0078088 | 0 | 0.011344 | 0.0098055 | 0.0058299 | 0.16892
LV Sub Medium Non-Domestic | 0 | 0.012073 | 0.011136 | 0.018271 | 0.022625 | 0 | 0.023008 | 0.00085229 | 0 | 0.0071062 | 0.0039859 | 0.0036765 | 0.006032 | 0.0074695 | 0 | 0.010851 | 0.0093794 | 0 | 0.13647
HV Medium Non-Domestic | 0 | 0.01272 | 0.011733 | 0.01925 | 0.01025 | 0 | 0.0031167 | 0 | 0 | 0.0074871 | 0.0041995 | 0.0038736 | 0.0063554 | 0.0078699 | 0 | 0.011433 | 0 | 0 | 0.098288
LV HH Metered | 0 | 0.063847 | 0.058891 | 0.1075 | 0.13312 | 0 | 0.13538 | 0.11701 | 0.0029816 | 0.031776 | 0.021079 | 0.019443 | 0.035492 | 0.04395 | 0 | 0.063849 | 0.055188 | 0.032812 | 0.92232
LV Sub HH Metered | 0 | 0.072628 | 0.066991 | 0.12229 | 0.15143 | 0 | 0.154 | 0.0057046 | 0 | 0.036146 | 0.023978 | 0.022117 | 0.040373 | 0.049995 | 0 | 0.07263 | 0.062778 | 0 | 0.88105
HV HH Metered | 0 | 0.067366 | 0.062138 | 0.11343 | 0.060398 | 0 | 0.018365 | 0 | 0 | 0.033527 | 0.022241 | 0.020515 | 0.037449 | 0.046373 | 0 | 0.067369 | 0 | 0 | 0.54917
HV Sub HH Metered | 0 | 0.062462 | 0.057614 | 0.045224 | 0.010419 | 0 | 0 | 0 | 0 | 0.031086 | 0.020622 | 0.019021 | 0.034723 | 0.042997 | 0 | 0 | 0 | 0 | 0.32417
LV Generation Non-Intermittent | 0 | -0.067024 | -0.061822 | -0.11285 | -0.13975 | 0 | -0.14211 | -0.12284 | 0 | -0.033357 | -0.022128 | -0.02041 | -0.037258 | -0.046137 | 0 | -0.067026 | -0.057934 | 0 | -0.93064
LV Sub Generation Non-Intermittent | 0 | -0.063983 | -0.059017 | -0.10773 | -0.13341 | 0 | -0.13567 | 0 | 0 | -0.031843 | -0.021124 | -0.019484 | -0.035568 | -0.044044 | 0 | -0.063985 | 0 | 0 | -0.71585
HV Generation Non-Intermittent | 0 | -0.063192 | -0.058287 | -0.1064 | -0.056656 | 0 | 0 | 0 | 0 | -0.03145 | -0.020863 | -0.019243 | -0.035128 | -0.043499 | 0 | 0 | 0 | 0 | -0.43472
HV Sub Generation Non-Intermittent | 0 | -0.062462 | -0.057614 | -0.045224 | 0 | 0 | 0 | 0 | 0 | -0.031086 | -0.020622 | -0.019021 | -0.034723 | 0 | 0 | 0 | 0 | 0 | -0.27075
LV UMS (Pseudo HH Metered) | 0 | 0.057141 | 0.052706 | 0.090919 | 0.11259 | 0 | 0.11449 | 0.098961 | 0.0025216 | 0.027631 | 0.018865 | 0.017401 | 0.030017 | 0.03717 | 0 | 0.053999 | 0.046674 | 0.02775 | 0.78883
2905. Pay-as-you-go unit rate 3 p/kWh
Data sources:
x1 = 2439. Unit rate 3 pseudo load coefficient by network level (combined)
x2 = 2901. Unit cost at each level, £/kW/year (relative to system simultaneous maximum load)
x3 = 2012. Loss adjustment factors between end user meter reading and each network level, scaled by network use
x4 = 2804. Proportion of annual charge covered by contributions (for all charging levels)
x5 = 1010. Days in the charging year (in Financial and general assumptions)
x6 = Contributions to pay-as-you-go unit rate 3 (p/kWh) (in Pay-as-you-go unit rate 3 p/kWh)
Kind: | Calculation | [17 empty] | Cell summation
Formula: | =x1*x2*x3*(1-x4)*100/(24*x5) | [17 empty] | =SUM(x6)
Contributions to pay-as-you-go unit rate 3 (p/kWh)
| GSPs | Assets 132kV | Assets 132kV/EHV | Assets EHV | Assets EHV/HV | Assets 132kV/HV | Assets HV | Assets HV/LV | Assets LV circuits | Transmission exit | Operating 132kV | Operating 132kV/EHV | Operating EHV | Operating EHV/HV | Operating 132kV/HV | Operating HV | Operating HV/LV | Operating LV circuits | Pay-as-you-go unit rate 3 (p/kWh)
LV HH Metered | 0 | 0.0095409 | 0.0088004 | 0.014439 | 0.01788 | 0 | 0.018182 | 0.015716 | 0.00040045 | 0.0056159 | 0.0031499 | 0.0029054 | 0.004767 | 0.0059029 | 0 | 0.0085756 | 0.0074123 | 0.004407 | 0.12769
LV Sub HH Metered | 0 | 0.010853 | 0.010011 | 0.016425 | 0.020339 | 0 | 0.020683 | 0.00076618 | 0 | 0.0063882 | 0.0035831 | 0.003305 | 0.0054226 | 0.0067148 | 0 | 0.009755 | 0.0084317 | 0 | 0.12268
HV HH Metered | 0 | 0.010067 | 0.0092855 | 0.015235 | 0.0081121 | 0 | 0.0024666 | 0 | 0 | 0.0059254 | 0.0033235 | 0.0030656 | 0.0050297 | 0.0062283 | 0 | 0.0090483 | 0 | 0 | 0.077787
HV Sub HH Metered | 0 | 0.009334 | 0.0086095 | 0.0060741 | 0.0013994 | 0 | 0 | 0 | 0 | 0.0054941 | 0.0030816 | 0.0028424 | 0.0046636 | 0.0057749 | 0 | 0 | 0 | 0 | 0.047274
LV Generation Non-Intermittent | 0 | -0.010016 | -0.0092383 | -0.015157 | -0.018769 | 0 | -0.019087 | -0.016498 | 0 | -0.0058953 | -0.0033066 | -0.00305 | -0.0050042 | -0.0061967 | 0 | -0.0090023 | -0.0077811 | 0 | -0.129
LV Sub Generation Non-Intermittent | 0 | -0.0095612 | -0.0088191 | -0.01447 | -0.017918 | 0 | -0.018221 | 0 | 0 | -0.0056278 | -0.0031566 | -0.0029116 | -0.0047771 | -0.0059155 | 0 | -0.0085938 | 0 | 0 | -0.099971
HV Generation Non-Intermittent | 0 | -0.0094431 | -0.0087101 | -0.014291 | -0.0076094 | 0 | 0 | 0 | 0 | -0.0055583 | -0.0031176 | -0.0028756 | -0.0047181 | -0.0058424 | 0 | 0 | 0 | 0 | -0.062165
HV Sub Generation Non-Intermittent | 0 | -0.009334 | -0.0086095 | -0.0060741 | 0 | 0 | 0 | 0 | 0 | -0.0054941 | -0.0030816 | -0.0028424 | -0.0046636 | 0 | 0 | 0 | 0 | 0 | -0.040099
LV UMS (Pseudo HH Metered) | 0 | 0.0093742 | 0.0086466 | 0.014187 | 0.017567 | 0 | 0.017865 | 0.015441 | 0.00039346 | 0.0055177 | 0.0030949 | 0.0028547 | 0.0046837 | 0.0057998 | 0 | 0.0084257 | 0.0072828 | 0.00433 | 0.12546

## Standing
r6140: Allocation to standing charges for Electricity North West in 2013/14 (April 2013 Indicative)
This sheet reallocates some costs from unit charges to fixed or capacity charges, for demand users only.
3001. Costs based on aggregate maximum load (£/kW/year)
Data sources:
x1 = 2901. Unit cost at each level, £/kW/year (relative to system simultaneous maximum load)
x2 = 2612. Diversity allowances (including calculated LV value)
Calculation =x1/(1+x2)
| GSPs | Assets 132kV | Assets 132kV/EHV | Assets EHV | Assets EHV/HV | Assets 132kV/HV | Assets HV | Assets HV/LV | Assets LV circuits | Transmission exit | Operating 132kV | Operating 132kV/EHV | Operating EHV | Operating EHV/HV | Operating 132kV/HV | Operating HV | Operating HV/LV | Operating LV circuits
Costs based on aggregate maximum load (£/kW/year) | 0 | 5.1842 | 4.8055 | 6.7907 | 8.4584 | 0 | 9.3183 | 8.1551 | 5.5968 | 3.6953 | 1.7115 | 1.5865 | 2.2419 | 2.7925 | 0 | 3.0764 | 2.6924 | 1.8478
3002. Capacity elements p/kVA/day
This calculation uses aggregate maximum load and no coincidence factor.
Data sources:
x1 = 2602. Standing charges factors adapted to use 132kV/HV
x2 = 2012. Loss adjustment factors between end user meter reading and each network level, scaled by network use
x3 = 3001. Costs based on aggregate maximum load (£/kW/year)
x4 = 1010. Power factor for all flows in the network model (in Financial and general assumptions)
x5 = 1010. Days in the charging year (in Financial and general assumptions)
x6 = 2804. Proportion of annual charge covered by contributions (for all charging levels)
Calculation =100*x1*x2*x3*x4/x5*(1-x6)
| GSPs | Assets 132kV | Assets 132kV/EHV | Assets EHV | Assets EHV/HV | Assets 132kV/HV | Assets HV | Assets HV/LV | Assets LV circuits | Transmission exit | Operating 132kV | Operating 132kV/EHV | Operating EHV | Operating EHV/HV | Operating 132kV/HV | Operating HV | Operating HV/LV | Operating LV circuits
Domestic Unrestricted | 0 | 0 | 0 | 0 | 0 | 0 | 0 | 0 | 0.043701 | 0 | 0 | 0 | 0 | 0 | 0 | 0 | 0 | 0.48093
Domestic Two Rate | 0 | 0 | 0 | 0 | 0 | 0 | 0 | 0 | 0.043701 | 0 | 0 | 0 | 0 | 0 | 0 | 0 | 0 | 0.48093
Domestic Off Peak (related MPAN) | 0 | 0 | 0 | 0 | 0 | 0 | 0 | 0 | 0.043701 | 0 | 0 | 0 | 0 | 0 | 0 | 0 | 0 | 0.48093
Small Non Domestic Unrestricted | 0 | 0 | 0 | 0 | 0 | 0 | 0 | 0 | 0.043701 | 0 | 0 | 0 | 0 | 0 | 0 | 0 | 0 | 0.48093
Small Non Domestic Two Rate | 0 | 0 | 0 | 0 | 0 | 0 | 0 | 0 | 0.043701 | 0 | 0 | 0 | 0 | 0 | 0 | 0 | 0 | 0.48093
Small Non Domestic Off Peak (related MPAN) | 0 | 0 | 0 | 0 | 0 | 0 | 0 | 0 | 0.043701 | 0 | 0 | 0 | 0 | 0 | 0 | 0 | 0 | 0.48093
LV Medium Non-Domestic | 0 | 0 | 0 | 0 | 0 | 0 | 0 | 0 | 0.043701 | 0 | 0 | 0 | 0 | 0 | 0 | 0 | 0 | 0.48093
LV Sub Medium Non-Domestic | 0 | 0 | 0 | 0 | 0 | 0 | 0 | 0.063676 | 0 | 0 | 0 | 0 | 0 | 0 | 0 | 0 | 0.70075 | 0
HV Medium Non-Domestic | 0 | 0 | 0 | 0.35972 | 0.95771 | 0 | 0.21828 | 0 | 0 | 0 | 0 | 0 | 0.11876 | 0.73531 | 0 | 0.80071 | 0 | 0
LV HH Metered | 0 | 0 | 0 | 0 | 0 | 0 | 0.36013 | 1.5564 | 0.043701 | 0 | 0 | 0 | 0 | 0 | 0 | 0.16985 | 0.73406 | 0.48093
LV Sub HH Metered | 0 | 0 | 0 | 0 | 0 | 0 | 1.719 | 0.063676 | 0 | 0 | 0 | 0 | 0 | 0 | 0 | 0.81073 | 0.70075 | 0
HV HH Metered | 0 | 0 | 0 | 0.35972 | 0.95771 | 0 | 0.21828 | 0 | 0 | 0 | 0 | 0 | 0.11876 | 0.73531 | 0 | 0.80071 | 0 | 0
HV Sub HH Metered | 0 | 0 | 0 | 0.76447 | 0.17612 | 0 | 0 | 0 | 0 | 0 | 0 | 0 | 0.58695 | 0.72682 | 0 | 0 | 0 | 0
NHH UMS category A | 0 | 0 | 0 | 0 | 0 | 0 | 0 | 0 | 0 | 0 | 0 | 0 | 0 | 0 | 0 | 0 | 0 | 0
NHH UMS category B | 0 | 0 | 0 | 0 | 0 | 0 | 0 | 0 | 0 | 0 | 0 | 0 | 0 | 0 | 0 | 0 | 0 | 0
NHH UMS category C | 0 | 0 | 0 | 0 | 0 | 0 | 0 | 0 | 0 | 0 | 0 | 0 | 0 | 0 | 0 | 0 | 0 | 0
NHH UMS category D | 0 | 0 | 0 | 0 | 0 | 0 | 0 | 0 | 0 | 0 | 0 | 0 | 0 | 0 | 0 | 0 | 0 | 0
LV UMS (Pseudo HH Metered) | 0 | 0 | 0 | 0 | 0 | 0 | 0 | 0 | 0 | 0 | 0 | 0 | 0 | 0 | 0 | 0 | 0 | 0
3003. Yardstick unit rate p/kWh (taking account of standing charges)
Data sources:
x1 = 2602. Standing charges factors adapted to use 132kV/HV
x2 = 2902. Pay-as-you-go yardstick unit costs by charging level (p/kWh)
x3 = Yardstick components p/kWh (taking account of standing charges) (in Yardstick unit rate p/kWh (taking account of standing charges))
Kind: | Calculation | [17 empty] | Cell summation
Formula: | =(1-x1)*x2 | [17 empty] | =SUM(x3)
Yardstick components p/kWh (taking account of standing charges)
| GSPs | Assets 132kV | Assets 132kV/EHV | Assets EHV | Assets EHV/HV | Assets 132kV/HV | Assets HV | Assets HV/LV | Assets LV circuits | Transmission exit | Operating 132kV | Operating 132kV/EHV | Operating EHV | Operating EHV/HV | Operating 132kV/HV | Operating HV | Operating HV/LV | Operating LV circuits | Yardstick total p/kWh (taking account of standing charges)
Domestic Unrestricted | 0 | 0.1596 | 0.14721 | 0.22439 | 0.27786 | 0 | 0.28257 | 0.24424 | 0 | 0.11016 | 0.052692 | 0.048603 | 0.074082 | 0.091736 | 0 | 0.13327 | 0.11519 | 0 | 1.9616
Domestic Two Rate | 0 | 0.10167 | 0.093777 | 0.14294 | 0.177 | 0 | 0.18 | 0.15558 | 0 | 0.070172 | 0.033566 | 0.03096 | 0.047191 | 0.058437 | 0 | 0.084895 | 0.073379 | 0 | 1.2496
Domestic Off Peak (related MPAN) | 0 | 0 | 0 | 0 | 0 | 0 | 0 | 0 | 0 | 0 | 0 | 0 | 0 | 0 | 0 | 0 | 0 | 0 | 0
Small Non Domestic Unrestricted | 0 | 0.13333 | 0.12298 | 0.18746 | 0.23213 | 0 | 0.23606 | 0.20404 | 0 | 0.092027 | 0.04402 | 0.040603 | 0.061889 | 0.076637 | 0 | 0.11134 | 0.096233 | 0 | 1.6388
Small Non Domestic Two Rate | 0 | 0.10176 | 0.093858 | 0.14306 | 0.17715 | 0 | 0.18015 | 0.15572 | 0 | 0.070232 | 0.033594 | 0.030987 | 0.047232 | 0.058487 | 0 | 0.084968 | 0.073442 | 0 | 1.2506
Small Non Domestic Off Peak (related MPAN) | 0 | 0 | 0 | 0 | 0 | 0 | 0 | 0 | 0 | 0 | 0 | 0 | 0 | 0 | 0 | 0 | 0 | 0 | 0
LV Medium Non-Domestic | 0 | 0.11053 | 0.10195 | 0.1554 | 0.19243 | 0 | 0.19569 | 0.16914 | 0 | 0.076288 | 0.036491 | 0.033659 | 0.051304 | 0.06353 | 0 | 0.092294 | 0.079775 | 0 | 1.3585
LV Sub Medium Non-Domestic | 0 | 0.10427 | 0.096179 | 0.1466 | 0.18154 | 0 | 0.18461 | 0 | 0 | 0.071969 | 0.034425 | 0.031753 | 0.0484 | 0.059934 | 0 | 0.087069 | 0 | 0 | 1.0467
HV Medium Non-Domestic | 0 | 0.10609 | 0.097852 | 0.11932 | 0 | 0 | 0 | 0 | 0 | 0.073221 | 0.035024 | 0.032306 | 0.039393 | 0 | 0 | 0 | 0 | 0 | 0.5032
LV HH Metered | 0 | 0.085281 | 0.078662 | 0.1199 | 0.14847 | 0 | 0.12079 | 0 | 0 | 0.058862 | 0.028155 | 0.02597 | 0.039585 | 0.049018 | 0 | 0.056969 | 0 | 0 | 0.81167
LV Sub HH Metered | 0 | 0.093186 | 0.085953 | 0.13101 | 0.16223 | 0 | 0 | 0 | 0 | 0.064317 | 0.030765 | 0.028377 | 0.043254 | 0.053561 | 0 | 0 | 0 | 0 | 0.69266
HV HH Metered | 0 | 0.081894 | 0.075537 | 0.09211 | 0 | 0 | 0 | 0 | 0 | 0.056523 | 0.027037 | 0.024939 | 0.03041 | 0 | 0 | 0 | 0 | 0 | 0.38845
HV Sub HH Metered | 0 | 0.080948 | 0.074665 | 0 | 0 | 0 | 0 | 0 | 0 | 0.055871 | 0.026725 | 0.02465 | 0 | 0 | 0 | 0 | 0 | 0 | 0.26286
NHH UMS category A | 0 | 0.073063 | 0.067392 | 0.10272 | 0.1272 | 0 | 0.12936 | 0.11181 | 0.002849 | 0.050428 | 0.024122 | 0.022249 | 0.033913 | 0.041995 | 0 | 0.061009 | 0.052733 | 0.031352 | 0.93219
NHH UMS category B | 0 | 0.15403 | 0.14208 | 0.21656 | 0.26817 | 0 | 0.27271 | 0.23572 | 0.0060062 | 0.10631 | 0.050853 | 0.046906 | 0.071497 | 0.088534 | 0 | 0.12862 | 0.11117 | 0.066098 | 1.9653
NHH UMS category C | 0 | 0.28317 | 0.26119 | 0.39812 | 0.49299 | 0 | 0.50134 | 0.43333 | 0.011042 | 0.19544 | 0.093487 | 0.086231 | 0.13144 | 0.16276 | 0 | 0.23645 | 0.20438 | 0.12151 | 3.6129
NHH UMS category D | 0 | 0 | 0 | 0 | 0 | 0 | 0 | 0 | 0 | 0 | 0 | 0 | 0 | 0 | 0 | 0 | 0 | 0 | 0
LV UMS (Pseudo HH Metered) | 0 | 0.11553 | 0.10656 | 0.16242 | 0.20113 | 0 | 0.20453 | 0.17679 | 0.0045047 | 0.079737 | 0.038141 | 0.03518 | 0.053624 | 0.066402 | 0 | 0.096467 | 0.083381 | 0.049574 | 1.474
3004. Unit rate 1 (taking account of standing charges)
Data sources:
x1 = 2602. Standing charges factors adapted to use 132kV/HV
x2 = 2903. Contributions to pay-as-you-go unit rate 1 (p/kWh) (in Pay-as-you-go unit rate 1 p/kWh)
x3 = Contributions to unit rate 1 p/kWh by network level (taking account of standing charges) (in Unit rate 1 (taking account of standing charges))
Kind: | Calculation | [17 empty] | Cell summation
Formula: | =(1-x1)*x2 | [17 empty] | =SUM(x3)
Contributions to unit rate 1 p/kWh by network level (taking account of standing charges)
| GSPs | Assets 132kV | Assets 132kV/EHV | Assets EHV | Assets EHV/HV | Assets 132kV/HV | Assets HV | Assets HV/LV | Assets LV circuits | Transmission exit | Operating 132kV | Operating 132kV/EHV | Operating EHV | Operating EHV/HV | Operating 132kV/HV | Operating HV | Operating HV/LV | Operating LV circuits | Unit rate 1 total p/kWh (taking account of standing charges)
Domestic Two Rate | 0 | 0.16529 | 0.15247 | 0.22817 | 0.28254 | 0 | 0.28733 | 0.24835 | 0 | 0.11721 | 0.054572 | 0.050336 | 0.07533 | 0.093281 | 0 | 0.13552 | 0.11713 | 0 | 2.0075
Domestic Off Peak (related MPAN) | 0 | 0.016948 | 0.015633 | 0.026221 | 0.03247 | 0 | 0.03302 | 0.028541 | 0 | 0.009799 | 0.0055953 | 0.005161 | 0.0086569 | 0.01072 | 0 | 0.015573 | 0.013461 | 0 | 0.2218
Small Non Domestic Two Rate | 0 | 0.14107 | 0.13012 | 0.19931 | 0.2468 | 0 | 0.25098 | 0.21693 | 0 | 0.096861 | 0.046573 | 0.042959 | 0.0658 | 0.081481 | 0 | 0.11837 | 0.10232 | 0 | 1.7396
Small Non Domestic Off Peak (related MPAN) | 0 | 0.01405 | 0.012959 | 0.021719 | 0.026894 | 0 | 0.02735 | 0.02364 | 0 | 0.0080824 | 0.0046386 | 0.0042785 | 0.0071704 | 0.0088791 | 0 | 0.012899 | 0.011149 | 0 | 0.18371
LV Medium Non-Domestic | 0 | 0.13522 | 0.12473 | 0.19058 | 0.236 | 0 | 0.23999 | 0.20744 | 0 | 0.093197 | 0.044644 | 0.041178 | 0.06292 | 0.077914 | 0 | 0.11319 | 0.097836 | 0 | 1.6648
LV Sub Medium Non-Domestic | 0 | 0.13062 | 0.12049 | 0.18423 | 0.22814 | 0 | 0.232 | 0 | 0 | 0.089939 | 0.043125 | 0.039778 | 0.060824 | 0.075318 | 0 | 0.10942 | 0 | 0 | 1.3139
HV Medium Non-Domestic | 0 | 0.13698 | 0.12635 | 0.15491 | 0 | 0 | 0 | 0 | 0 | 0.094014 | 0.045225 | 0.041715 | 0.051143 | 0 | 0 | 0 | 0 | 0 | 0.65034
LV HH Metered | 0 | 0.73783 | 0.68056 | 0.93512 | 1.158 | 0 | 0.94206 | 0 | 0 | 0.58285 | 0.24359 | 0.22469 | 0.30873 | 0.3823 | 0 | 0.44431 | 0 | 0 | 6.64
LV Sub HH Metered | 0 | 0.83931 | 0.77416 | 1.0637 | 1.3172 | 0 | 0 | 0 | 0 | 0.66301 | 0.2771 | 0.25559 | 0.35119 | 0.43488 | 0 | 0 | 0 | 0 | 5.9762
HV HH Metered | 0 | 0.7785 | 0.71808 | 0.78933 | 0 | 0 | 0 | 0 | 0 | 0.61497 | 0.25702 | 0.23707 | 0.2606 | 0 | 0 | 0 | 0 | 0 | 3.6556
HV Sub HH Metered | 0 | 0.72183 | 0.66581 | 0 | 0 | 0 | 0 | 0 | 0 | 0.57021 | 0.23831 | 0.21981 | 0 | 0 | 0 | 0 | 0 | 0 | 2.416
NHH UMS category A | 0 | 0.068384 | 0.063076 | 0.096143 | 0.11905 | 0 | 0.12107 | 0.10465 | 0.0026665 | 0.047199 | 0.022577 | 0.020824 | 0.031741 | 0.039306 | 0 | 0.057102 | 0.049356 | 0.029344 | 0.87249
NHH UMS category B | 0 | 0.092167 | 0.085013 | 0.12344 | 0.15286 | 0 | 0.15545 | 0.13436 | 0.0034237 | 0.070412 | 0.030429 | 0.028067 | 0.040755 | 0.050467 | 0 | 0.073316 | 0.063371 | 0.037677 | 1.1412
NHH UMS category C | 0 | 0.16665 | 0.15371 | 0.22181 | 0.27467 | 0 | 0.27932 | 0.24143 | 0.0061518 | 0.1287 | 0.055018 | 0.050747 | 0.07323 | 0.090681 | 0 | 0.13174 | 0.11387 | 0.0677 | 2.0554
NHH UMS category D | 0 | 0.054211 | 0.050003 | 0.080732 | 0.099971 | 0 | 0.10166 | 0.087873 | 0.0022391 | 0.032406 | 0.017898 | 0.016508 | 0.026654 | 0.033005 | 0 | 0.047949 | 0.041444 | 0.024641 | 0.7172
LV UMS (Pseudo HH Metered) | 0 | 2.1712 | 2.0027 | 2.8332 | 3.5083 | 0 | 3.5677 | 3.0838 | 0.078577 | 1.7378 | 0.71681 | 0.66117 | 0.93536 | 1.1583 | 0 | 1.6827 | 1.4544 | 0.86473 | 26.4567
3005. Unit rate 2 (taking account of standing charges)
Data sources:
x1 = 2602. Standing charges factors adapted to use 132kV/HV
x2 = 2904. Contributions to pay-as-you-go unit rate 2 (p/kWh) (in Pay-as-you-go unit rate 2 p/kWh)
x3 = Contributions to unit rate 2 p/kWh by network level (taking account of standing charges) (in Unit rate 2 (taking account of standing charges))
Kind: | Calculation | [17 empty] | Cell summation
Formula: | =(1-x1)*x2 | [17 empty] | =SUM(x3)
Contributions to unit rate 2 p/kWh by network level (taking account of standing charges)
| GSPs | Assets 132kV | Assets 132kV/EHV | Assets EHV | Assets EHV/HV | Assets 132kV/HV | Assets HV | Assets HV/LV | Assets LV circuits | Transmission exit | Operating 132kV | Operating 132kV/EHV | Operating EHV | Operating EHV/HV | Operating 132kV/HV | Operating HV | Operating HV/LV | Operating LV circuits | Unit rate 2 total p/kWh (taking account of standing charges)
Domestic Two Rate | 0 | 0.016315 | 0.015049 | 0.02469 | 0.030574 | 0 | 0.031092 | 0.026874 | 0 | 0.0096031 | 0.0053863 | 0.0049683 | 0.0081515 | 0.010094 | 0 | 0.014664 | 0.012675 | 0 | 0.21014
Small Non Domestic Two Rate | 0 | 0.014073 | 0.01298 | 0.021297 | 0.026372 | 0 | 0.026819 | 0.023181 | 0 | 0.0082833 | 0.0046461 | 0.0042855 | 0.0070312 | 0.0087068 | 0 | 0.012649 | 0.010933 | 0 | 0.18126
LV Medium Non-Domestic | 0 | 0.012621 | 0.011642 | 0.019101 | 0.023652 | 0 | 0.024053 | 0.02079 | 0 | 0.0074291 | 0.0041669 | 0.0038435 | 0.0063061 | 0.0078088 | 0 | 0.011344 | 0.0098055 | 0 | 0.16256
LV Sub Medium Non-Domestic | 0 | 0.012073 | 0.011136 | 0.018271 | 0.022625 | 0 | 0.023008 | 0 | 0 | 0.0071062 | 0.0039859 | 0.0036765 | 0.006032 | 0.0074695 | 0 | 0.010851 | 0 | 0 | 0.12623
HV Medium Non-Domestic | 0 | 0.01272 | 0.011733 | 0.0154 | 0 | 0 | 0 | 0 | 0 | 0.0074871 | 0.0041995 | 0.0038736 | 0.0050843 | 0 | 0 | 0 | 0 | 0 | 0.060497
LV HH Metered | 0 | 0.063847 | 0.058891 | 0.1075 | 0.13312 | 0 | 0.1083 | 0 | 0 | 0.031776 | 0.021079 | 0.019443 | 0.035492 | 0.04395 | 0 | 0.051079 | 0 | 0 | 0.67448
LV Sub HH Metered | 0 | 0.072628 | 0.066991 | 0.12229 | 0.15143 | 0 | 0 | 0 | 0 | 0.036146 | 0.023978 | 0.022117 | 0.040373 | 0.049995 | 0 | 0 | 0 | 0 | 0.58595
HV HH Metered | 0 | 0.067366 | 0.062138 | 0.090744 | 0 | 0 | 0 | 0 | 0 | 0.033527 | 0.022241 | 0.020515 | 0.029959 | 0 | 0 | 0 | 0 | 0 | 0.32649
HV Sub HH Metered | 0 | 0.062462 | 0.057614 | 0 | 0 | 0 | 0 | 0 | 0 | 0.031086 | 0.020622 | 0.019021 | 0 | 0 | 0 | 0 | 0 | 0 | 0.19081
LV UMS (Pseudo HH Metered) | 0 | 0.057141 | 0.052706 | 0.090919 | 0.11259 | 0 | 0.11449 | 0.098961 | 0.0025216 | 0.027631 | 0.018865 | 0.017401 | 0.030017 | 0.03717 | 0 | 0.053999 | 0.046674 | 0.02775 | 0.78883
3006. Unit rate 3 (taking account of standing charges)
Data sources:
x1 = 2602. Standing charges factors adapted to use 132kV/HV
x2 = 2905. Contributions to pay-as-you-go unit rate 3 (p/kWh) (in Pay-as-you-go unit rate 3 p/kWh)
x3 = Contributions to unit rate 3 p/kWh by network level (taking account of standing charges) (in Unit rate 3 (taking account of standing charges))
Kind: | Calculation | [17 empty] | Cell summation
Formula: | =(1-x1)*x2 | [17 empty] | =SUM(x3)
Contributions to unit rate 3 p/kWh by network level (taking account of standing charges)
| GSPs | Assets 132kV | Assets 132kV/EHV | Assets EHV | Assets EHV/HV | Assets 132kV/HV | Assets HV | Assets HV/LV | Assets LV circuits | Transmission exit | Operating 132kV | Operating 132kV/EHV | Operating EHV | Operating EHV/HV | Operating 132kV/HV | Operating HV | Operating HV/LV | Operating LV circuits | Unit rate 3 total p/kWh (taking account of standing charges)
LV HH Metered | 0 | 0.0095409 | 0.0088004 | 0.014439 | 0.01788 | 0 | 0.014546 | 0 | 0 | 0.0056159 | 0.0031499 | 0.0029054 | 0.004767 | 0.0059029 | 0 | 0.0068604 | 0 | 0 | 0.094407
LV Sub HH Metered | 0 | 0.010853 | 0.010011 | 0.016425 | 0.020339 | 0 | 0 | 0 | 0 | 0.0063882 | 0.0035831 | 0.003305 | 0.0054226 | 0.0067148 | 0 | 0 | 0 | 0 | 0.083041
HV HH Metered | 0 | 0.010067 | 0.0092855 | 0.012188 | 0 | 0 | 0 | 0 | 0 | 0.0059254 | 0.0033235 | 0.0030656 | 0.0040238 | 0 | 0 | 0 | 0 | 0 | 0.047879
HV Sub HH Metered | 0 | 0.009334 | 0.0086095 | 0 | 0 | 0 | 0 | 0 | 0 | 0.0054941 | 0.0030816 | 0.0028424 | 0 | 0 | 0 | 0 | 0 | 0 | 0.029362
LV UMS (Pseudo HH Metered) | 0 | 0.0093742 | 0.0086466 | 0.014187 | 0.017567 | 0 | 0.017865 | 0.015441 | 0.00039346 | 0.0055177 | 0.0030949 | 0.0028547 | 0.0046837 | 0.0057998 | 0 | 0.0084257 | 0.0072828 | 0.00433 | 0.12546

## NHH
r6140: Standing charges as fixed charges for Electricity North West in 2013/14 (April 2013 Indicative)
This sheet allocates standing charges to fixed charges for non half hourly settled demand users.
3101. Average maximum kVA/MPAN by end user class, for user classes without an agreed import capacity
Data sources:
x1 = 2305. MPANs (in Equivalent volume for each end user)
x2 = 2407. All units (MWh)
x3 = 1010. Power factor for all flows in the network model (in Financial and general assumptions)
x4 = 1041. Load factor for each type of demand user (in Load profile data for demand users)
x5 = 1010. Days in the charging year (in Financial and general assumptions)
Calculation =IF(x1>0,x2/x1/x3/x4/(24*x5)*1000,0)
Average maximum kVA/MPAN
Domestic Unrestricted | 1.0868
Domestic Two Rate | 3.4858
Small Non Domestic Unrestricted | 5.0141
Small Non Domestic Two Rate | 6.3637
LV Medium Non-Domestic | 25.8963
LV Sub Medium Non-Domestic | 28.9671
HV Medium Non-Domestic | 47.6621
3102. Capacity-driven fixed charge elements from standing charges factors p/MPAN/day
Data sources:
x1 = 3002. Capacity elements p/kVA/day
x2 = 3101. Average maximum kVA/MPAN by end user class, for user classes without an agreed import capacity
Calculation =x1*x2
| GSPs | Assets 132kV | Assets 132kV/EHV | Assets EHV | Assets EHV/HV | Assets 132kV/HV | Assets HV | Assets HV/LV | Assets LV circuits | Transmission exit | Operating 132kV | Operating 132kV/EHV | Operating EHV | Operating EHV/HV | Operating 132kV/HV | Operating HV | Operating HV/LV | Operating LV circuits
Domestic Unrestricted | 0 | 0 | 0 | 0 | 0 | 0 | 0 | 0 | 0.047496 | 0 | 0 | 0 | 0 | 0 | 0 | 0 | 0 | 0.52269
Domestic Two Rate | 0 | 0 | 0 | 0 | 0 | 0 | 0 | 0 | 0.15233 | 0 | 0 | 0 | 0 | 0 | 0 | 0 | 0 | 1.6764
Small Non Domestic Unrestricted | 0 | 0 | 0 | 0 | 0 | 0 | 0 | 0 | 0.21912 | 0 | 0 | 0 | 0 | 0 | 0 | 0 | 0 | 2.4114
Small Non Domestic Two Rate | 0 | 0 | 0 | 0 | 0 | 0 | 0 | 0 | 0.2781 | 0 | 0 | 0 | 0 | 0 | 0 | 0 | 0 | 3.0605
LV Medium Non-Domestic | 0 | 0 | 0 | 0 | 0 | 0 | 0 | 0 | 1.1317 | 0 | 0 | 0 | 0 | 0 | 0 | 0 | 0 | 12.4543
LV Sub Medium Non-Domestic | 0 | 0 | 0 | 0 | 0 | 0 | 0 | 1.8445 | 0 | 0 | 0 | 0 | 0 | 0 | 0 | 0 | 20.2988 | 0
HV Medium Non-Domestic | 0 | 0 | 0 | 17.1451 | 45.6462 | 0 | 10.4036 | 0 | 0 | 0 | 0 | 0 | 5.6604 | 35.0465 | 0 | 38.1635 | 0 | 0
3103. Statistics for tariffs charged for LV circuits on an exit point basis
Data sources:
x1 = 2012. Loss adjustment factors between end user meter reading and each network level, scaled by network use
x2 = 2407. All units (MWh)
x3 = 1041. Load factor for each type of demand user (in Load profile data for demand users)
x4 = 1010. Days in the charging year (in Financial and general assumptions)
x5 = Zero for related MPANs
x6 = 2305. MPANs (in Equivalent volume for each end user)
Kind: | Copy cells | Calculation | Combine tables
Formula: | = x1 | =x2/x3/(24*x4)*1000 | = x5 or x6
| Use of LV circuits by each tariff charged on an exit point basis | Unit-based contributions to aggregate maximum load by network level (kW) | Relevant MPAN count
Domestic Unrestricted | 1 | 2039151.2369 | 1974989.8816
Domestic Two Rate | 1 | 641039.8615 | 193580.3874
Small Non Domestic Unrestricted | 1 | 569391.697 | 119534.7571
Small Non Domestic Two Rate | 1 | 186375.959 | 30828.9621
3104. Aggregate data for tariffs charged for LV circuits on an exit point basis
Data sources:
x1 = 3103. Use of LV circuits by each tariff charged on an exit point basis (in Statistics for tariffs charged for LV circuits on an exit point basis)
x2 = 3103. Unit-based contributions to aggregate maximum load by network level (kW) (in Statistics for tariffs charged for LV circuits on an exit point basis)
x3 = 3103. Relevant MPAN count (in Statistics for tariffs charged for LV circuits on an exit point basis)
x4 = Aggregate capacity of tariffs charged charged for LV circuits on an exit point basis (kW) (in Aggregate data for tariffs charged for LV circuits on an exit point basis)
x5 = Aggregate number of users charged for LV circuits on an exit point basis (in Aggregate data for tariffs charged for LV circuits on an exit point basis)
x6 = 1010. Power factor for all flows in the network model (in Financial and general assumptions)
Kind: | Sum-product calculation | Sum-product calculation | Calculation
Formula: | =SUMPRODUCT(x1, x2) | =SUMPRODUCT(x1, x3) | =x4/x5/x6
| Aggregate capacity of tariffs charged charged for LV circuits on an exit point basis (kW) | Aggregate number of users charged for LV circuits on an exit point basis | Average maximum kVA of tariffs charged on an exit point basis for LV circuits
Aggregate data for tariffs charged for LV circuits on an exit point basis | 3435958.7543 | 2318933.9882 | 1.5597
3105. LV fixed charge elements from standing charges factors p/MPAN/day
Data sources:
x1 = 3002. Capacity elements p/kVA/day
x2 = 3104. Average maximum kVA of tariffs charged on an exit point basis for LV circuits (in Aggregate data for tariffs charged for LV circuits on an exit point basis)
Calculation =x1*x2
| Assets LV circuits | Operating LV circuits
Domestic Unrestricted | 0.06816 | 0.7501
Domestic Two Rate | 0.06816 | 0.7501
Small Non Domestic Unrestricted | 0.06816 | 0.7501
Small Non Domestic Two Rate | 0.06816 | 0.7501
3106. Fixed charge elements from standing charges factors p/MPAN/day
Data sources:
x1 = Zero for related MPANs
x2 = 3105. LV fixed charge elements from standing charges factors p/MPAN/day
x3 = 3102. Capacity-driven fixed charge elements from standing charges factors p/MPAN/day
Combine tables = x1 or x2 or x3
| GSPs | Assets 132kV | Assets 132kV/EHV | Assets EHV | Assets EHV/HV | Assets 132kV/HV | Assets HV | Assets HV/LV | Assets LV circuits | Transmission exit | Operating 132kV | Operating 132kV/EHV | Operating EHV | Operating EHV/HV | Operating 132kV/HV | Operating HV | Operating HV/LV | Operating LV circuits
Domestic Unrestricted | 0 | 0 | 0 | 0 | 0 | 0 | 0 | 0 | 0.06816 | 0 | 0 | 0 | 0 | 0 | 0 | 0 | 0 | 0.7501
Domestic Two Rate | 0 | 0 | 0 | 0 | 0 | 0 | 0 | 0 | 0.06816 | 0 | 0 | 0 | 0 | 0 | 0 | 0 | 0 | 0.7501
Small Non Domestic Unrestricted | 0 | 0 | 0 | 0 | 0 | 0 | 0 | 0 | 0.06816 | 0 | 0 | 0 | 0 | 0 | 0 | 0 | 0 | 0.7501
Small Non Domestic Two Rate | 0 | 0 | 0 | 0 | 0 | 0 | 0 | 0 | 0.06816 | 0 | 0 | 0 | 0 | 0 | 0 | 0 | 0 | 0.7501
LV Medium Non-Domestic | 0 | 0 | 0 | 0 | 0 | 0 | 0 | 0 | 1.1317 | 0 | 0 | 0 | 0 | 0 | 0 | 0 | 0 | 12.4543
LV Sub Medium Non-Domestic | 0 | 0 | 0 | 0 | 0 | 0 | 0 | 1.8445 | 0 | 0 | 0 | 0 | 0 | 0 | 0 | 0 | 20.2988 | 0
HV Medium Non-Domestic | 0 | 0 | 0 | 17.1451 | 45.6462 | 0 | 10.4036 | 0 | 0 | 0 | 0 | 0 | 5.6604 | 35.0465 | 0 | 38.1635 | 0 | 0

## Reactive
r6140: Reactive power unit charges for Electricity North West in 2013/14 (April 2013 Indicative)
3201. Standard components p/kWh for reactive power (absolute value)
Data sources:
x1 = 3003. Yardstick components p/kWh (taking account of standing charges) (in Yardstick unit rate p/kWh (taking account of standing charges))
Calculation =ABS(x1)
| GSPs | Assets 132kV | Assets 132kV/EHV | Assets EHV | Assets EHV/HV | Assets 132kV/HV | Assets HV | Assets HV/LV | Assets LV circuits | Transmission exit | Operating 132kV | Operating 132kV/EHV | Operating EHV | Operating EHV/HV | Operating 132kV/HV | Operating HV | Operating HV/LV | Operating LV circuits
LV HH Metered | 0 | 0.085281 | 0.078662 | 0.1199 | 0.14847 | 0 | 0.12079 | 0 | 0 | 0.058862 | 0.028155 | 0.02597 | 0.039585 | 0.049018 | 0 | 0.056969 | 0 | 0
LV Sub HH Metered | 0 | 0.093186 | 0.085953 | 0.13101 | 0.16223 | 0 | 0 | 0 | 0 | 0.064317 | 0.030765 | 0.028377 | 0.043254 | 0.053561 | 0 | 0 | 0 | 0
HV HH Metered | 0 | 0.081894 | 0.075537 | 0.09211 | 0 | 0 | 0 | 0 | 0 | 0.056523 | 0.027037 | 0.024939 | 0.03041 | 0 | 0 | 0 | 0 | 0
HV Sub HH Metered | 0 | 0.080948 | 0.074665 | 0 | 0 | 0 | 0 | 0 | 0 | 0.055871 | 0.026725 | 0.02465 | 0 | 0 | 0 | 0 | 0 | 0
3202. Standard reactive p/kVArh
Data sources:
x1 = 3201. Standard components p/kWh for reactive power (absolute value)
x2 = 1092. Average kVAr by kVA, by network level
x3 = 1010. Power factor for all flows in the network model (in Financial and general assumptions)
Calculation =x1*x2*x3
| GSPs | Assets 132kV | Assets 132kV/EHV | Assets EHV | Assets EHV/HV | Assets 132kV/HV | Assets HV | Assets HV/LV | Assets LV circuits | Transmission exit | Operating 132kV | Operating 132kV/EHV | Operating EHV | Operating EHV/HV | Operating 132kV/HV | Operating HV | Operating HV/LV | Operating LV circuits
LV HH Metered | 0 | 0.020401 | 0.018697 | 0.028499 | 0.03709 | 0 | 0.030175 | 0 | 0 | 0.014081 | 0.0067355 | 0.0061729 | 0.0094089 | 0.012245 | 0 | 0.014232 | 0 | 0
LV Sub HH Metered | 0 | 0.022292 | 0.02043 | 0.031141 | 0.040528 | 0 | 0 | 0 | 0 | 0.015386 | 0.0073598 | 0.006745 | 0.010281 | 0.01338 | 0 | 0 | 0 | 0
HV HH Metered | 0 | 0.019591 | 0.017955 | 0.021894 | 0 | 0 | 0 | 0 | 0 | 0.013522 | 0.0064679 | 0.0059277 | 0.0072282 | 0 | 0 | 0 | 0 | 0
HV Sub HH Metered | 0 | 0.019365 | 0.017747 | 0 | 0 | 0 | 0 | 0 | 0 | 0.013366 | 0.0063932 | 0.0058592 | 0 | 0 | 0 | 0 | 0 | 0
3203. Network use factors for generator reactive unit charges
These factors differ from the network use factors for active power charges/credits in the case of generators,
who do not qualify for active power credits at the voltage of connection but are charged reactive unit charges for costs caused at that voltage.
| GSPs | 132kV | 132kV/EHV | EHV | EHV/HV | 132kV/HV | HV | HV/LV | LV circuits
LV Generation Intermittent | 1 | 1 | 1 | 1 | 1 | 1 | 1 | 1 | 1
LV Generation Non-Intermittent | 1 | 1 | 1 | 1 | 1 | 1 | 1 | 1 | 1
LV Sub Generation Intermittent | 1 | 1 | 1 | 1 | 1 | 1 | 1 | 1 | 0
LV Sub Generation Non-Intermittent | 1 | 1 | 1 | 1 | 1 | 1 | 1 | 1 | 0
HV Generation Intermittent | 1 | 1 | 1 | 1 | 1 | 1 | 1 | 0 | 0
HV Generation Non-Intermittent | 1 | 1 | 1 | 1 | 1 | 1 | 1 | 0 | 0
HV Sub Generation Intermittent | 1 | 1 | 1 | 1 | 0 | 1 | 0 | 0 | 0
HV Sub Generation Non-Intermittent | 1 | 1 | 1 | 1 | 0 | 1 | 0 | 0 | 0
3204. Absolute value of load coefficient (kW peak / average kW)
Data sources:
x1 = 2302. Load coefficient
Calculation =ABS(x1)
Absolute load coefficient
LV Generation Intermittent | 1
LV Generation Non-Intermittent | 1
LV Sub Generation Intermittent | 1
LV Sub Generation Non-Intermittent | 1
HV Generation Intermittent | 1
HV Generation Non-Intermittent | 1
HV Sub Generation Intermittent | 1
HV Sub Generation Non-Intermittent | 1
3205. Pay-as-you-go components p/kWh for reactive power (absolute value)
Data sources:
x1 = 2901. Unit cost at each level, £/kW/year (relative to system simultaneous maximum load)
x2 = 3204. Absolute value of load coefficient (kW peak / average kW)
x3 = 2001. Loss adjustment factor to transmission (in Loss adjustment factors to transmission)
x4 = 2004. Loss adjustment factor to transmission for each network level
x5 = 2804. Proportion of annual charge covered by contributions (for all charging levels)
x6 = 3203. Network use factors for generator reactive unit charges
x7 = 1010. Days in the charging year (in Financial and general assumptions)
Calculation =x1*x2*x3/x4*(1-x5)*x6/(24*x7)*100
| GSPs | Assets 132kV | Assets 132kV/EHV | Assets EHV | Assets EHV/HV | Assets 132kV/HV | Assets HV | Assets HV/LV | Assets LV circuits | Transmission exit | Operating 132kV | Operating 132kV/EHV | Operating EHV | Operating EHV/HV | Operating 132kV/HV | Operating HV | Operating HV/LV | Operating LV circuits
LV Generation Intermittent | 0 | 0.073063 | 0.067392 | 0.10272 | 0.1272 | 0 | 0.12936 | 0.11181 | 0.002849 | 0.050428 | 0.024122 | 0.022249 | 0.033913 | 0.041995 | 0 | 0.061009 | 0.052733 | 0.031352
LV Generation Non-Intermittent | 0 | 0.073063 | 0.067392 | 0.10272 | 0.1272 | 0 | 0.12936 | 0.11181 | 0.002849 | 0.050428 | 0.024122 | 0.022249 | 0.033913 | 0.041995 | 0 | 0.061009 | 0.052733 | 0.031352
LV Sub Generation Intermittent | 0 | 0.069748 | 0.064334 | 0.098061 | 0.12143 | 0 | 0.12349 | 0.0045744 | 0 | 0.04814 | 0.023027 | 0.02124 | 0.032375 | 0.04009 | 0 | 0.058241 | 0.050341 | 0
LV Sub Generation Non-Intermittent | 0 | 0.069748 | 0.064334 | 0.098061 | 0.12143 | 0 | 0.12349 | 0.0045744 | 0 | 0.04814 | 0.023027 | 0.02124 | 0.032375 | 0.04009 | 0 | 0.058241 | 0.050341 | 0
HV Generation Intermittent | 0 | 0.068886 | 0.063539 | 0.09685 | 0.05157 | 0 | 0.015681 | 0 | 0 | 0.047545 | 0.022743 | 0.020977 | 0.031975 | 0.039594 | 0 | 0.057521 | 0 | 0
HV Generation Non-Intermittent | 0 | 0.068886 | 0.063539 | 0.09685 | 0.05157 | 0 | 0.015681 | 0 | 0 | 0.047545 | 0.022743 | 0.020977 | 0.031975 | 0.039594 | 0 | 0.057521 | 0 | 0
HV Sub Generation Intermittent | 0 | 0.06809 | 0.062806 | 0.041164 | 0 | 0 | 0 | 0 | 0 | 0.046996 | 0.02248 | 0.020735 | 0.031605 | 0 | 0 | 0 | 0 | 0
HV Sub Generation Non-Intermittent | 0 | 0.06809 | 0.062806 | 0.041164 | 0 | 0 | 0 | 0 | 0 | 0.046996 | 0.02248 | 0.020735 | 0.031605 | 0 | 0 | 0 | 0 | 0
3206. Pay-as-you-go reactive p/kVArh
Data sources:
x1 = 3205. Pay-as-you-go components p/kWh for reactive power (absolute value)
x2 = 1092. Average kVAr by kVA, by network level
x3 = 1010. Power factor for all flows in the network model (in Financial and general assumptions)
Calculation =x1*x2*x3
| GSPs | Assets 132kV | Assets 132kV/EHV | Assets EHV | Assets EHV/HV | Assets 132kV/HV | Assets HV | Assets HV/LV | Assets LV circuits | Transmission exit | Operating 132kV | Operating 132kV/EHV | Operating EHV | Operating EHV/HV | Operating 132kV/HV | Operating HV | Operating HV/LV | Operating LV circuits
LV Generation Intermittent | 0 | 0.017479 | 0.016018 | 0.024416 | 0.031776 | 0 | 0.032315 | 0.027931 | 0.0007117 | 0.012064 | 0.0057705 | 0.0052885 | 0.0080609 | 0.010491 | 0 | 0.015241 | 0.013173 | 0.0078322
LV Generation Non-Intermittent | 0 | 0.017479 | 0.016018 | 0.024416 | 0.031776 | 0 | 0.032315 | 0.027931 | 0.0007117 | 0.012064 | 0.0057705 | 0.0052885 | 0.0080609 | 0.010491 | 0 | 0.015241 | 0.013173 | 0.0078322
LV Sub Generation Intermittent | 0 | 0.016685 | 0.015292 | 0.023308 | 0.030335 | 0 | 0.030848 | 0.0011427 | 0 | 0.011516 | 0.0055087 | 0.0050485 | 0.0076952 | 0.010015 | 0 | 0.014549 | 0.012576 | 0
LV Sub Generation Non-Intermittent | 0 | 0.016685 | 0.015292 | 0.023308 | 0.030335 | 0 | 0.030848 | 0.0011427 | 0 | 0.011516 | 0.0055087 | 0.0050485 | 0.0076952 | 0.010015 | 0 | 0.014549 | 0.012576 | 0
HV Generation Intermittent | 0 | 0.016479 | 0.015103 | 0.02302 | 0.012883 | 0 | 0.0039172 | 0 | 0 | 0.011374 | 0.0054406 | 0.0049861 | 0.0076001 | 0.0098912 | 0 | 0.01437 | 0 | 0
HV Generation Non-Intermittent | 0 | 0.016479 | 0.015103 | 0.02302 | 0.012883 | 0 | 0.0039172 | 0 | 0 | 0.011374 | 0.0054406 | 0.0049861 | 0.0076001 | 0.0098912 | 0 | 0.01437 | 0 | 0
HV Sub Generation Intermittent | 0 | 0.016289 | 0.014928 | 0.0097844 | 0 | 0 | 0 | 0 | 0 | 0.011243 | 0.0053778 | 0.0049285 | 0.0075123 | 0 | 0 | 0 | 0 | 0
HV Sub Generation Non-Intermittent | 0 | 0.016289 | 0.014928 | 0.0097844 | 0 | 0 | 0 | 0 | 0 | 0.011243 | 0.0053778 | 0.0049285 | 0.0075123 | 0 | 0 | 0 | 0 | 0

## Aggreg
r6140: Aggregation for Electricity North West in 2013/14 (April 2013 Indicative)
This sheet aggregates elements of tariffs excluding revenue matching and final adjustments and rounding.
3301. Unit rate 1 p/kWh (elements)
Data sources:
x1 = 3004. Unit rate 1 total p/kWh (taking account of standing charges) (in Unit rate 1 (taking account of standing charges)) — for Tariffs with Unit rate 1 p/kWh from Standard 1 kWh
x2 = 3003. Yardstick total p/kWh (taking account of standing charges) (in Yardstick unit rate p/kWh (taking account of standing charges)) — for Tariffs with Unit rate 1 p/kWh from Standard yardstick kWh
x3 = 2903. Pay-as-you-go unit rate 1 (p/kWh) (in Pay-as-you-go unit rate 1 p/kWh) — for Tariffs with Unit rate 1 p/kWh from PAYG 1 kWh
x4 = 2903. Pay-as-you-go unit rate 1 (p/kWh) (in Pay-as-you-go unit rate 1 p/kWh) — for Tariffs with Unit rate 1 p/kWh from PAYG 1 kWh & customer
x5 = 2902. Pay-as-you-go yardstick unit rate (p/kWh) — for Tariffs with Unit rate 1 p/kWh from PAYG yardstick kWh
x6 = 2203. Service model asset p/kWh charge for unmetered tariffs — for Tariffs with Unit rate 1 p/kWh from PAYG 1 kWh & customer
x7 = 2712. Operating expenditure for unmetered customer assets (p/kWh) — for Tariffs with Unit rate 1 p/kWh from PAYG 1 kWh & customer
Combine tables = x1 or x2 or x3 or x4 or x5 or x6 or x7
| GSPs | Assets 132kV | Assets 132kV/EHV | Assets EHV | Assets EHV/HV | Assets 132kV/HV | Assets HV | Assets HV/LV | Assets LV circuits | Assets LV customer | Assets HV customer | Transmission exit | Operating 132kV | Operating 132kV/EHV | Operating EHV | Operating EHV/HV | Operating 132kV/HV | Operating HV | Operating HV/LV | Operating LV circuits | Operating LV customer | Operating HV customer
Domestic Unrestricted | 0 | 0.1596 | 0.14721 | 0.22439 | 0.27786 | 0 | 0.28257 | 0.24424 | 0 |  |  | 0.11016 | 0.052692 | 0.048603 | 0.074082 | 0.091736 | 0 | 0.13327 | 0.11519 | 0
Domestic Two Rate | 0 | 0.16529 | 0.15247 | 0.22817 | 0.28254 | 0 | 0.28733 | 0.24835 | 0 |  |  | 0.11721 | 0.054572 | 0.050336 | 0.07533 | 0.093281 | 0 | 0.13552 | 0.11713 | 0
Domestic Off Peak (related MPAN) | 0 | 0.016948 | 0.015633 | 0.026221 | 0.03247 | 0 | 0.03302 | 0.028541 | 0 |  |  | 0.009799 | 0.0055953 | 0.005161 | 0.0086569 | 0.01072 | 0 | 0.015573 | 0.013461 | 0
Small Non Domestic Unrestricted | 0 | 0.13333 | 0.12298 | 0.18746 | 0.23213 | 0 | 0.23606 | 0.20404 | 0 |  |  | 0.092027 | 0.04402 | 0.040603 | 0.061889 | 0.076637 | 0 | 0.11134 | 0.096233 | 0
Small Non Domestic Two Rate | 0 | 0.14107 | 0.13012 | 0.19931 | 0.2468 | 0 | 0.25098 | 0.21693 | 0 |  |  | 0.096861 | 0.046573 | 0.042959 | 0.0658 | 0.081481 | 0 | 0.11837 | 0.10232 | 0
Small Non Domestic Off Peak (related MPAN) | 0 | 0.01405 | 0.012959 | 0.021719 | 0.026894 | 0 | 0.02735 | 0.02364 | 0 |  |  | 0.0080824 | 0.0046386 | 0.0042785 | 0.0071704 | 0.0088791 | 0 | 0.012899 | 0.011149 | 0
LV Medium Non-Domestic | 0 | 0.13522 | 0.12473 | 0.19058 | 0.236 | 0 | 0.23999 | 0.20744 | 0 |  |  | 0.093197 | 0.044644 | 0.041178 | 0.06292 | 0.077914 | 0 | 0.11319 | 0.097836 | 0
LV Sub Medium Non-Domestic | 0 | 0.13062 | 0.12049 | 0.18423 | 0.22814 | 0 | 0.232 | 0 | 0 |  |  | 0.089939 | 0.043125 | 0.039778 | 0.060824 | 0.075318 | 0 | 0.10942 | 0 | 0
HV Medium Non-Domestic | 0 | 0.13698 | 0.12635 | 0.15491 | 0 | 0 | 0 | 0 | 0 |  |  | 0.094014 | 0.045225 | 0.041715 | 0.051143 | 0 | 0 | 0 | 0 | 0
LV HH Metered | 0 | 0.73783 | 0.68056 | 0.93512 | 1.158 | 0 | 0.94206 | 0 | 0 |  |  | 0.58285 | 0.24359 | 0.22469 | 0.30873 | 0.3823 | 0 | 0.44431 | 0 | 0
LV Sub HH Metered | 0 | 0.83931 | 0.77416 | 1.0637 | 1.3172 | 0 | 0 | 0 | 0 |  |  | 0.66301 | 0.2771 | 0.25559 | 0.35119 | 0.43488 | 0 | 0 | 0 | 0
HV HH Metered | 0 | 0.7785 | 0.71808 | 0.78933 | 0 | 0 | 0 | 0 | 0 |  |  | 0.61497 | 0.25702 | 0.23707 | 0.2606 | 0 | 0 | 0 | 0 | 0
HV Sub HH Metered | 0 | 0.72183 | 0.66581 | 0 | 0 | 0 | 0 | 0 | 0 |  |  | 0.57021 | 0.23831 | 0.21981 | 0 | 0 | 0 | 0 | 0 | 0
NHH UMS category A | 0 | 0.068384 | 0.063076 | 0.096143 | 0.11905 | 0 | 0.12107 | 0.10465 | 0.0026665 |  |  | 0.047199 | 0.022577 | 0.020824 | 0.031741 | 0.039306 | 0 | 0.057102 | 0.049356 | 0.029344 | 1.4498
NHH UMS category B | 0 | 0.092167 | 0.085013 | 0.12344 | 0.15286 | 0 | 0.15545 | 0.13436 | 0.0034237 |  |  | 0.070412 | 0.030429 | 0.028067 | 0.040755 | 0.050467 | 0 | 0.073316 | 0.063371 | 0.037677 | 1.4498
NHH UMS category C | 0 | 0.16665 | 0.15371 | 0.22181 | 0.27467 | 0 | 0.27932 | 0.24143 | 0.0061518 |  |  | 0.1287 | 0.055018 | 0.050747 | 0.07323 | 0.090681 | 0 | 0.13174 | 0.11387 | 0.0677 | 1.4498
NHH UMS category D | 0 | 0.054211 | 0.050003 | 0.080732 | 0.099971 | 0 | 0.10166 | 0.087873 | 0.0022391 |  |  | 0.032406 | 0.017898 | 0.016508 | 0.026654 | 0.033005 | 0 | 0.047949 | 0.041444 | 0.024641 | 1.4498
LV UMS (Pseudo HH Metered) | 0 | 2.1712 | 2.0027 | 2.8332 | 3.5083 | 0 | 3.5677 | 3.0838 | 0.078577 |  |  | 1.7378 | 0.71681 | 0.66117 | 0.93536 | 1.1583 | 0 | 1.6827 | 1.4544 | 0.86473 | 1.4498
LV Generation NHH | 0 | -0.073063 | -0.067392 | -0.10272 | -0.1272 | 0 | -0.12936 | -0.11181 | 0 |  |  | -0.050428 | -0.024122 | -0.022249 | -0.033913 | -0.041995 | 0 | -0.061009 | -0.052733 | 0
LV Sub Generation NHH | 0 | -0.069748 | -0.064334 | -0.098061 | -0.12143 | 0 | -0.12349 | 0 | 0 |  |  | -0.04814 | -0.023027 | -0.02124 | -0.032375 | -0.04009 | 0 | -0.058241 | 0 | 0
LV Generation Intermittent | 0 | -0.073063 | -0.067392 | -0.10272 | -0.1272 | 0 | -0.12936 | -0.11181 | 0 |  |  | -0.050428 | -0.024122 | -0.022249 | -0.033913 | -0.041995 | 0 | -0.061009 | -0.052733 | 0
LV Generation Non-Intermittent | 0 | -0.77455 | -0.71443 | -0.98165 | -1.2156 | 0 | -1.2362 | -1.0685 | 0 |  |  | -0.61185 | -0.25571 | -0.23587 | -0.32409 | -0.40132 | 0 | -0.58302 | -0.50394 | 0
LV Sub Generation Intermittent | 0 | -0.069748 | -0.064334 | -0.098061 | -0.12143 | 0 | -0.12349 | 0 | 0 |  |  | -0.04814 | -0.023027 | -0.02124 | -0.032375 | -0.04009 | 0 | -0.058241 | 0 | 0
LV Sub Generation Non-Intermittent | 0 | -0.7394 | -0.68201 | -0.93711 | -1.1604 | 0 | -1.1801 | 0 | 0 |  |  | -0.58409 | -0.24411 | -0.22517 | -0.30939 | -0.38311 | 0 | -0.55657 | 0 | 0
HV Generation Intermittent | 0 | -0.068886 | -0.063539 | -0.09685 | -0.05157 | 0 | 0 | 0 | 0 |  |  | -0.047545 | -0.022743 | -0.020977 | -0.031975 | -0.039594 | 0 | 0 | 0 | 0
HV Generation Non-Intermittent | 0 | -0.73027 | -0.67359 | -0.92553 | -0.49282 | 0 | 0 | 0 | 0 |  |  | -0.57687 | -0.2411 | -0.22238 | -0.30556 | -0.37838 | 0 | 0 | 0 | 0
HV Sub Generation Intermittent | 0 | -0.06809 | -0.062806 | -0.041164 | 0 | 0 | 0 | 0 | 0 |  |  | -0.046996 | -0.02248 | -0.020735 | -0.031605 | 0 | 0 | 0 | 0 | 0
HV Sub Generation Non-Intermittent | 0 | -0.72183 | -0.66581 | -0.39338 | 0 | 0 | 0 | 0 | 0 |  |  | -0.57021 | -0.23831 | -0.21981 | -0.30203 | 0 | 0 | 0 | 0 | 0
3302. Unit rate 2 p/kWh (elements)
Data sources:
x1 = 3005. Unit rate 2 total p/kWh (taking account of standing charges) (in Unit rate 2 (taking account of standing charges)) — for Tariffs with Unit rate 2 p/kWh from Standard 2 kWh
x2 = 2904. Pay-as-you-go unit rate 2 (p/kWh) (in Pay-as-you-go unit rate 2 p/kWh) — for Tariffs with Unit rate 2 p/kWh from PAYG 2 kWh
x3 = 2904. Pay-as-you-go unit rate 2 (p/kWh) (in Pay-as-you-go unit rate 2 p/kWh) — for Tariffs with Unit rate 2 p/kWh from PAYG 2 kWh & customer
x4 = 2203. Service model asset p/kWh charge for unmetered tariffs — for Tariffs with Unit rate 2 p/kWh from PAYG 2 kWh & customer
x5 = 2712. Operating expenditure for unmetered customer assets (p/kWh) — for Tariffs with Unit rate 2 p/kWh from PAYG 2 kWh & customer
Combine tables = x1 or x2 or x3 or x4 or x5
| GSPs | Assets 132kV | Assets 132kV/EHV | Assets EHV | Assets EHV/HV | Assets 132kV/HV | Assets HV | Assets HV/LV | Assets LV circuits | Assets LV customer | Assets HV customer | Transmission exit | Operating 132kV | Operating 132kV/EHV | Operating EHV | Operating EHV/HV | Operating 132kV/HV | Operating HV | Operating HV/LV | Operating LV circuits | Operating LV customer | Operating HV customer
Domestic Unrestricted
Domestic Two Rate | 0 | 0.016315 | 0.015049 | 0.02469 | 0.030574 | 0 | 0.031092 | 0.026874 | 0 |  |  | 0.0096031 | 0.0053863 | 0.0049683 | 0.0081515 | 0.010094 | 0 | 0.014664 | 0.012675 | 0
Domestic Off Peak (related MPAN)
Small Non Domestic Unrestricted
Small Non Domestic Two Rate | 0 | 0.014073 | 0.01298 | 0.021297 | 0.026372 | 0 | 0.026819 | 0.023181 | 0 |  |  | 0.0082833 | 0.0046461 | 0.0042855 | 0.0070312 | 0.0087068 | 0 | 0.012649 | 0.010933 | 0
Small Non Domestic Off Peak (related MPAN)
LV Medium Non-Domestic | 0 | 0.012621 | 0.011642 | 0.019101 | 0.023652 | 0 | 0.024053 | 0.02079 | 0 |  |  | 0.0074291 | 0.0041669 | 0.0038435 | 0.0063061 | 0.0078088 | 0 | 0.011344 | 0.0098055 | 0
LV Sub Medium Non-Domestic | 0 | 0.012073 | 0.011136 | 0.018271 | 0.022625 | 0 | 0.023008 | 0 | 0 |  |  | 0.0071062 | 0.0039859 | 0.0036765 | 0.006032 | 0.0074695 | 0 | 0.010851 | 0 | 0
HV Medium Non-Domestic | 0 | 0.01272 | 0.011733 | 0.0154 | 0 | 0 | 0 | 0 | 0 |  |  | 0.0074871 | 0.0041995 | 0.0038736 | 0.0050843 | 0 | 0 | 0 | 0 | 0
LV HH Metered | 0 | 0.063847 | 0.058891 | 0.1075 | 0.13312 | 0 | 0.1083 | 0 | 0 |  |  | 0.031776 | 0.021079 | 0.019443 | 0.035492 | 0.04395 | 0 | 0.051079 | 0 | 0
LV Sub HH Metered | 0 | 0.072628 | 0.066991 | 0.12229 | 0.15143 | 0 | 0 | 0 | 0 |  |  | 0.036146 | 0.023978 | 0.022117 | 0.040373 | 0.049995 | 0 | 0 | 0 | 0
HV HH Metered | 0 | 0.067366 | 0.062138 | 0.090744 | 0 | 0 | 0 | 0 | 0 |  |  | 0.033527 | 0.022241 | 0.020515 | 0.029959 | 0 | 0 | 0 | 0 | 0
HV Sub HH Metered | 0 | 0.062462 | 0.057614 | 0 | 0 | 0 | 0 | 0 | 0 |  |  | 0.031086 | 0.020622 | 0.019021 | 0 | 0 | 0 | 0 | 0 | 0
NHH UMS category A
NHH UMS category B
NHH UMS category C
NHH UMS category D
LV UMS (Pseudo HH Metered) | 0 | 0.057141 | 0.052706 | 0.090919 | 0.11259 | 0 | 0.11449 | 0.098961 | 0.0025216 |  |  | 0.027631 | 0.018865 | 0.017401 | 0.030017 | 0.03717 | 0 | 0.053999 | 0.046674 | 0.02775 | 1.4498
LV Generation NHH
LV Sub Generation NHH
LV Generation Intermittent
LV Generation Non-Intermittent | 0 | -0.067024 | -0.061822 | -0.11285 | -0.13975 | 0 | -0.14211 | -0.12284 | 0 |  |  | -0.033357 | -0.022128 | -0.02041 | -0.037258 | -0.046137 | 0 | -0.067026 | -0.057934 | 0
LV Sub Generation Intermittent
LV Sub Generation Non-Intermittent | 0 | -0.063983 | -0.059017 | -0.10773 | -0.13341 | 0 | -0.13567 | 0 | 0 |  |  | -0.031843 | -0.021124 | -0.019484 | -0.035568 | -0.044044 | 0 | -0.063985 | 0 | 0
HV Generation Intermittent
HV Generation Non-Intermittent | 0 | -0.063192 | -0.058287 | -0.1064 | -0.056656 | 0 | 0 | 0 | 0 |  |  | -0.03145 | -0.020863 | -0.019243 | -0.035128 | -0.043499 | 0 | 0 | 0 | 0
HV Sub Generation Intermittent
HV Sub Generation Non-Intermittent | 0 | -0.062462 | -0.057614 | -0.045224 | 0 | 0 | 0 | 0 | 0 |  |  | -0.031086 | -0.020622 | -0.019021 | -0.034723 | 0 | 0 | 0 | 0 | 0
3303. Unit rate 3 p/kWh (elements)
Data sources:
x1 = 3006. Unit rate 3 total p/kWh (taking account of standing charges) (in Unit rate 3 (taking account of standing charges)) — for Tariffs with Unit rate 3 p/kWh from Standard 3 kWh
x2 = 2905. Pay-as-you-go unit rate 3 (p/kWh) (in Pay-as-you-go unit rate 3 p/kWh) — for Tariffs with Unit rate 3 p/kWh from PAYG 3 kWh
x3 = 2905. Pay-as-you-go unit rate 3 (p/kWh) (in Pay-as-you-go unit rate 3 p/kWh) — for Tariffs with Unit rate 3 p/kWh from PAYG 3 kWh & customer
x4 = 2203. Service model asset p/kWh charge for unmetered tariffs — for Tariffs with Unit rate 3 p/kWh from PAYG 3 kWh & customer
x5 = 2712. Operating expenditure for unmetered customer assets (p/kWh) — for Tariffs with Unit rate 3 p/kWh from PAYG 3 kWh & customer
Combine tables = x1 or x2 or x3 or x4 or x5
| GSPs | Assets 132kV | Assets 132kV/EHV | Assets EHV | Assets EHV/HV | Assets 132kV/HV | Assets HV | Assets HV/LV | Assets LV circuits | Assets LV customer | Assets HV customer | Transmission exit | Operating 132kV | Operating 132kV/EHV | Operating EHV | Operating EHV/HV | Operating 132kV/HV | Operating HV | Operating HV/LV | Operating LV circuits | Operating LV customer | Operating HV customer
Domestic Unrestricted
Domestic Two Rate
Domestic Off Peak (related MPAN)
Small Non Domestic Unrestricted
Small Non Domestic Two Rate
Small Non Domestic Off Peak (related MPAN)
LV Medium Non-Domestic
LV Sub Medium Non-Domestic
HV Medium Non-Domestic
LV HH Metered | 0 | 0.0095409 | 0.0088004 | 0.014439 | 0.01788 | 0 | 0.014546 | 0 | 0 |  |  | 0.0056159 | 0.0031499 | 0.0029054 | 0.004767 | 0.0059029 | 0 | 0.0068604 | 0 | 0
LV Sub HH Metered | 0 | 0.010853 | 0.010011 | 0.016425 | 0.020339 | 0 | 0 | 0 | 0 |  |  | 0.0063882 | 0.0035831 | 0.003305 | 0.0054226 | 0.0067148 | 0 | 0 | 0 | 0
HV HH Metered | 0 | 0.010067 | 0.0092855 | 0.012188 | 0 | 0 | 0 | 0 | 0 |  |  | 0.0059254 | 0.0033235 | 0.0030656 | 0.0040238 | 0 | 0 | 0 | 0 | 0
HV Sub HH Metered | 0 | 0.009334 | 0.0086095 | 0 | 0 | 0 | 0 | 0 | 0 |  |  | 0.0054941 | 0.0030816 | 0.0028424 | 0 | 0 | 0 | 0 | 0 | 0
NHH UMS category A
NHH UMS category B
NHH UMS category C
NHH UMS category D
LV UMS (Pseudo HH Metered) | 0 | 0.0093742 | 0.0086466 | 0.014187 | 0.017567 | 0 | 0.017865 | 0.015441 | 0.00039346 |  |  | 0.0055177 | 0.0030949 | 0.0028547 | 0.0046837 | 0.0057998 | 0 | 0.0084257 | 0.0072828 | 0.00433 | 1.4498
LV Generation NHH
LV Sub Generation NHH
LV Generation Intermittent
LV Generation Non-Intermittent | 0 | -0.010016 | -0.0092383 | -0.015157 | -0.018769 | 0 | -0.019087 | -0.016498 | 0 |  |  | -0.0058953 | -0.0033066 | -0.00305 | -0.0050042 | -0.0061967 | 0 | -0.0090023 | -0.0077811 | 0
LV Sub Generation Intermittent
LV Sub Generation Non-Intermittent | 0 | -0.0095612 | -0.0088191 | -0.01447 | -0.017918 | 0 | -0.018221 | 0 | 0 |  |  | -0.0056278 | -0.0031566 | -0.0029116 | -0.0047771 | -0.0059155 | 0 | -0.0085938 | 0 | 0
HV Generation Intermittent
HV Generation Non-Intermittent | 0 | -0.0094431 | -0.0087101 | -0.014291 | -0.0076094 | 0 | 0 | 0 | 0 |  |  | -0.0055583 | -0.0031176 | -0.0028756 | -0.0047181 | -0.0058424 | 0 | 0 | 0 | 0
HV Sub Generation Intermittent
HV Sub Generation Non-Intermittent | 0 | -0.009334 | -0.0086095 | -0.0060741 | 0 | 0 | 0 | 0 | 0 |  |  | -0.0054941 | -0.0030816 | -0.0028424 | -0.0046636 | 0 | 0 | 0 | 0 | 0
3304. Fixed charge p/MPAN/day (elements)
Data sources:
x1 = 3106. Fixed charge from standing charges factors p/MPAN/day — for Tariffs with Fixed charge p/MPAN/day from Fixed from network & customer
x2 = 2206. Service model p/MPAN/day (in Replacement annuities for service models) — for Tariffs with Fixed charge p/MPAN/day from Customer
x3 = 2206. Service model p/MPAN/day (in Replacement annuities for service models) — for Tariffs with Fixed charge p/MPAN/day from Fixed from network & customer
x4 = 2711. Operating expenditure for customer assets p/MPAN/day total (in Operating expenditure for customer assets p/MPAN/day) — for Tariffs with Fixed charge p/MPAN/day from Customer
x5 = 2711. Operating expenditure for customer assets p/MPAN/day total (in Operating expenditure for customer assets p/MPAN/day) — for Tariffs with Fixed charge p/MPAN/day from Fixed from network & customer
Combine tables = x1 or x2 or x3 or x4 or x5
| GSPs | Assets 132kV | Assets 132kV/EHV | Assets EHV | Assets EHV/HV | Assets 132kV/HV | Assets HV | Assets HV/LV | Assets LV circuits | Assets LV customer | Assets HV customer | Transmission exit | Operating 132kV | Operating 132kV/EHV | Operating EHV | Operating EHV/HV | Operating 132kV/HV | Operating HV | Operating HV/LV | Operating LV circuits | Operating LV customer | Operating HV customer
Domestic Unrestricted | 0 | 0 | 0 | 0 | 0 | 0 | 0 | 0 | 0.06816 | 0 | 0 | 0 | 0 | 0 | 0 | 0 | 0 | 0 | 0 | 0.7501 | 2.6009 | 0
Domestic Two Rate | 0 | 0 | 0 | 0 | 0 | 0 | 0 | 0 | 0.06816 | 0 | 0 | 0 | 0 | 0 | 0 | 0 | 0 | 0 | 0 | 0.7501 | 2.6009 | 0
Domestic Off Peak (related MPAN)
Small Non Domestic Unrestricted | 0 | 0 | 0 | 0 | 0 | 0 | 0 | 0 | 0.06816 | 0 | 0 | 0 | 0 | 0 | 0 | 0 | 0 | 0 | 0 | 0.7501 | 2.5986 | 0
Small Non Domestic Two Rate | 0 | 0 | 0 | 0 | 0 | 0 | 0 | 0 | 0.06816 | 0 | 0 | 0 | 0 | 0 | 0 | 0 | 0 | 0 | 0 | 0.7501 | 2.5986 | 0
Small Non Domestic Off Peak (related MPAN)
LV Medium Non-Domestic | 0 | 0 | 0 | 0 | 0 | 0 | 0 | 0 | 1.1317 | 0 | 0 | 0 | 0 | 0 | 0 | 0 | 0 | 0 | 0 | 12.4543 | 10.6117 | 0
LV Sub Medium Non-Domestic | 0 | 0 | 0 | 0 | 0 | 0 | 0 | 1.8445 | 0 | 0 | 0 | 0 | 0 | 0 | 0 | 0 | 0 | 0 | 20.2988 | 0 | 34.941 | 0
HV Medium Non-Domestic | 0 | 0 | 0 | 17.1451 | 45.6462 | 0 | 10.4036 | 0 | 0 | 0 | 0 | 0 | 0 | 0 | 5.6604 | 35.0465 | 0 | 38.1635 | 0 | 0 | 0 | 102.6015
LV HH Metered | [9 empty] | 0 | 0 | [9 empty] | 11.9307 | 0
LV Sub HH Metered | [9 empty] | 0 | 0 | [9 empty] | 34.941 | 0
HV HH Metered | [9 empty] | 0 | 0 | [9 empty] | 0 | 102.6015
HV Sub HH Metered | [9 empty] | 0 | 0 | [9 empty] | 0 | 134.6584
NHH UMS category A
NHH UMS category B
NHH UMS category C
NHH UMS category D
LV UMS (Pseudo HH Metered)
LV Generation NHH | [9 empty] | 0 | 0 | [9 empty] | 0 | 0
LV Sub Generation NHH | [9 empty] | 0 | 0 | [9 empty] | 0 | 0
LV Generation Intermittent | [9 empty] | 0 | 0 | [9 empty] | 0 | 0
LV Generation Non-Intermittent | [9 empty] | 0 | 0 | [9 empty] | 0 | 0
LV Sub Generation Intermittent | [9 empty] | 0 | 0 | [9 empty] | 0 | 0
LV Sub Generation Non-Intermittent | [9 empty] | 0 | 0 | [9 empty] | 0 | 0
HV Generation Intermittent | [9 empty] | 0 | 0 | [9 empty] | 0 | 6.3623
HV Generation Non-Intermittent | [9 empty] | 0 | 0 | [9 empty] | 0 | 6.3623
HV Sub Generation Intermittent | [9 empty] | 0 | 0 | [9 empty] | 0 | 6.3623
HV Sub Generation Non-Intermittent | [9 empty] | 0 | 0 | [9 empty] | 0 | 6.3623
3305. Capacity charge p/kVA/day (elements)
Data sources:
x1 = 3002. Capacity charge p/kVA/day — for Tariffs with Capacity charge p/kVA/day from Capacity
Copy cells = x1
| GSPs | Assets 132kV | Assets 132kV/EHV | Assets EHV | Assets EHV/HV | Assets 132kV/HV | Assets HV | Assets HV/LV | Assets LV circuits | Assets LV customer | Assets HV customer | Transmission exit | Operating 132kV | Operating 132kV/EHV | Operating EHV | Operating EHV/HV | Operating 132kV/HV | Operating HV | Operating HV/LV | Operating LV circuits | Operating LV customer | Operating HV customer
Domestic Unrestricted
Domestic Two Rate
Domestic Off Peak (related MPAN)
Small Non Domestic Unrestricted
Small Non Domestic Two Rate
Small Non Domestic Off Peak (related MPAN)
LV Medium Non-Domestic
LV Sub Medium Non-Domestic
HV Medium Non-Domestic
LV HH Metered | 0 | 0 | 0 | 0 | 0 | 0 | 0.36013 | 1.5564 | 0.043701 |  |  | 0 | 0 | 0 | 0 | 0 | 0 | 0.16985 | 0.73406 | 0.48093
LV Sub HH Metered | 0 | 0 | 0 | 0 | 0 | 0 | 1.719 | 0.063676 | 0 |  |  | 0 | 0 | 0 | 0 | 0 | 0 | 0.81073 | 0.70075 | 0
HV HH Metered | 0 | 0 | 0 | 0.35972 | 0.95771 | 0 | 0.21828 | 0 | 0 |  |  | 0 | 0 | 0 | 0.11876 | 0.73531 | 0 | 0.80071 | 0 | 0
HV Sub HH Metered | 0 | 0 | 0 | 0.76447 | 0.17612 | 0 | 0 | 0 | 0 |  |  | 0 | 0 | 0 | 0.58695 | 0.72682 | 0 | 0 | 0 | 0
NHH UMS category A
NHH UMS category B
NHH UMS category C
NHH UMS category D
LV UMS (Pseudo HH Metered)
LV Generation NHH
LV Sub Generation NHH
LV Generation Intermittent
LV Generation Non-Intermittent
LV Sub Generation Intermittent
LV Sub Generation Non-Intermittent
HV Generation Intermittent
HV Generation Non-Intermittent
HV Sub Generation Intermittent
HV Sub Generation Non-Intermittent
3306. Reactive power charge p/kVArh (elements)
Data sources:
x1 = 3206. Pay-as-you-go reactive p/kVArh
x2 = 3202. Standard reactive p/kVArh
Combine tables = x1 or x2
| GSPs | Assets 132kV | Assets 132kV/EHV | Assets EHV | Assets EHV/HV | Assets 132kV/HV | Assets HV | Assets HV/LV | Assets LV circuits | Assets LV customer | Assets HV customer | Transmission exit | Operating 132kV | Operating 132kV/EHV | Operating EHV | Operating EHV/HV | Operating 132kV/HV | Operating HV | Operating HV/LV | Operating LV circuits | Operating LV customer | Operating HV customer
Domestic Unrestricted
Domestic Two Rate
Domestic Off Peak (related MPAN)
Small Non Domestic Unrestricted
Small Non Domestic Two Rate
Small Non Domestic Off Peak (related MPAN)
LV Medium Non-Domestic
LV Sub Medium Non-Domestic
HV Medium Non-Domestic
LV HH Metered | 0 | 0.020401 | 0.018697 | 0.028499 | 0.03709 | 0 | 0.030175 | 0 | 0 |  |  | 0.014081 | 0.0067355 | 0.0061729 | 0.0094089 | 0.012245 | 0 | 0.014232 | 0 | 0
LV Sub HH Metered | 0 | 0.022292 | 0.02043 | 0.031141 | 0.040528 | 0 | 0 | 0 | 0 |  |  | 0.015386 | 0.0073598 | 0.006745 | 0.010281 | 0.01338 | 0 | 0 | 0 | 0
HV HH Metered | 0 | 0.019591 | 0.017955 | 0.021894 | 0 | 0 | 0 | 0 | 0 |  |  | 0.013522 | 0.0064679 | 0.0059277 | 0.0072282 | 0 | 0 | 0 | 0 | 0
HV Sub HH Metered | 0 | 0.019365 | 0.017747 | 0 | 0 | 0 | 0 | 0 | 0 |  |  | 0.013366 | 0.0063932 | 0.0058592 | 0 | 0 | 0 | 0 | 0 | 0
NHH UMS category A
NHH UMS category B
NHH UMS category C
NHH UMS category D
LV UMS (Pseudo HH Metered)
LV Generation NHH
LV Sub Generation NHH
LV Generation Intermittent | 0 | 0.017479 | 0.016018 | 0.024416 | 0.031776 | 0 | 0.032315 | 0.027931 | 0.0007117 |  |  | 0.012064 | 0.0057705 | 0.0052885 | 0.0080609 | 0.010491 | 0 | 0.015241 | 0.013173 | 0.0078322
LV Generation Non-Intermittent | 0 | 0.017479 | 0.016018 | 0.024416 | 0.031776 | 0 | 0.032315 | 0.027931 | 0.0007117 |  |  | 0.012064 | 0.0057705 | 0.0052885 | 0.0080609 | 0.010491 | 0 | 0.015241 | 0.013173 | 0.0078322
LV Sub Generation Intermittent | 0 | 0.016685 | 0.015292 | 0.023308 | 0.030335 | 0 | 0.030848 | 0.0011427 | 0 |  |  | 0.011516 | 0.0055087 | 0.0050485 | 0.0076952 | 0.010015 | 0 | 0.014549 | 0.012576 | 0
LV Sub Generation Non-Intermittent | 0 | 0.016685 | 0.015292 | 0.023308 | 0.030335 | 0 | 0.030848 | 0.0011427 | 0 |  |  | 0.011516 | 0.0055087 | 0.0050485 | 0.0076952 | 0.010015 | 0 | 0.014549 | 0.012576 | 0
HV Generation Intermittent | 0 | 0.016479 | 0.015103 | 0.02302 | 0.012883 | 0 | 0.0039172 | 0 | 0 |  |  | 0.011374 | 0.0054406 | 0.0049861 | 0.0076001 | 0.0098912 | 0 | 0.01437 | 0 | 0
HV Generation Non-Intermittent | 0 | 0.016479 | 0.015103 | 0.02302 | 0.012883 | 0 | 0.0039172 | 0 | 0 |  |  | 0.011374 | 0.0054406 | 0.0049861 | 0.0076001 | 0.0098912 | 0 | 0.01437 | 0 | 0
HV Sub Generation Intermittent | 0 | 0.016289 | 0.014928 | 0.0097844 | 0 | 0 | 0 | 0 | 0 |  |  | 0.011243 | 0.0053778 | 0.0049285 | 0.0075123 | 0 | 0 | 0 | 0 | 0
HV Sub Generation Non-Intermittent | 0 | 0.016289 | 0.014928 | 0.0097844 | 0 | 0 | 0 | 0 | 0 |  |  | 0.011243 | 0.0053778 | 0.0049285 | 0.0075123 | 0 | 0 | 0 | 0 | 0
3307. Summary of charges before revenue matching
Data sources:
x1 = 3301. Unit rate 1 p/kWh (elements)
x2 = 3302. Unit rate 2 p/kWh (elements)
x3 = 3303. Unit rate 3 p/kWh (elements)
x4 = 3304. Fixed charge p/MPAN/day (elements)
x5 = 3305. Capacity charge p/kVA/day (elements)
x6 = 3306. Reactive power charge p/kVArh (elements)
Kind: | Cell summation | Cell summation | Cell summation | Cell summation | Cell summation | Cell summation
Formula: | =SUM(x1) | =SUM(x2) | =SUM(x3) | =SUM(x4) | =SUM(x5) | =SUM(x6)
| Unit rate 1 p/kWh (total) | Unit rate 2 p/kWh (total) | Unit rate 3 p/kWh (total) | Fixed charge p/MPAN/day (total) | Capacity charge p/kVA/day (total) | Reactive power charge p/kVArh
Domestic Unrestricted | 1.9616 | 0 | 0 | 3.4191 | 0 | 0
Domestic Two Rate | 2.0075 | 0.21014 | 0 | 3.4191 | 0 | 0
Domestic Off Peak (related MPAN) | 0.2218 | 0 | 0 | 0 | 0 | 0
Small Non Domestic Unrestricted | 1.6388 | 0 | 0 | 3.4168 | 0 | 0
Small Non Domestic Two Rate | 1.7396 | 0.18126 | 0 | 3.4168 | 0 | 0
Small Non Domestic Off Peak (related MPAN) | 0.18371 | 0 | 0 | 0 | 0 | 0
LV Medium Non-Domestic | 1.6648 | 0.16256 | 0 | 24.1978 | 0 | 0
LV Sub Medium Non-Domestic | 1.3139 | 0.12623 | 0 | 57.0844 | 0 | 0
HV Medium Non-Domestic | 0.65034 | 0.060497 | 0 | 254.6668 | 0 | 0
LV HH Metered | 6.64 | 0.67448 | 0.094407 | 11.9307 | 3.3451 | 0.19774
LV Sub HH Metered | 5.9762 | 0.58595 | 0.083041 | 34.941 | 3.2941 | 0.16754
HV HH Metered | 3.6556 | 0.32649 | 0.047879 | 102.6015 | 3.1905 | 0.092585
HV Sub HH Metered | 2.416 | 0.19081 | 0.029362 | 134.6584 | 2.2544 | 0.06273
NHH UMS category A | 2.3223 | 0 | 0 | 0 | 0 | 0
NHH UMS category B | 2.5911 | 0 | 0 | 0 | 0 | 0
NHH UMS category C | 3.5053 | 0 | 0 | 0 | 0 | 0
NHH UMS category D | 2.167 | 0 | 0 | 0 | 0 | 0
LV UMS (Pseudo HH Metered) | 27.9065 | 2.2387 | 1.5753 | 0 | 0 | 0
LV Generation NHH | -0.89799 | 0 | 0 | 0 | 0 | 0
LV Sub Generation NHH | -0.70017 | 0 | 0 | 0 | 0 | 0
LV Generation Intermittent | -0.89799 | 0 | 0 | 0 | 0 | 0.22857
LV Generation Non-Intermittent | -8.9067 | -0.93064 | -0.129 | 0 | 0 | 0.22857
LV Sub Generation Intermittent | -0.70017 | 0 | 0 | 0 | 0 | 0.18452
LV Sub Generation Non-Intermittent | -7.0015 | -0.71585 | -0.099971 | 0 | 0 | 0.18452
HV Generation Intermittent | -0.44368 | 0 | 0 | 6.3623 | 0 | 0.12506
HV Generation Non-Intermittent | -4.5465 | -0.43472 | -0.062165 | 6.3623 | 0 | 0.12506
HV Sub Generation Intermittent | -0.29388 | 0 | 0 | 6.3623 | 0 | 0.070063
HV Sub Generation Non-Intermittent | -3.1114 | -0.27075 | -0.040099 | 6.3623 | 0 | 0.070063

## Revenue
r6140: Revenue shortfall or surplus for Electricity North West in 2013/14 (April 2013 Indicative)
3401. Net revenues by tariff before matching (£)
Data sources:
x1 = 1010. Days in the charging year (in Financial and general assumptions)
x2 = 3307. Fixed charge p/MPAN/day (total) (in Summary of charges before revenue matching)
x3 = 2305. MPANs (in Equivalent volume for each end user)
x4 = 3307. Capacity charge p/kVA/day (total) (in Summary of charges before revenue matching)
x5 = 2305. Import capacity (kVA) (in Equivalent volume for each end user)
x6 = 3307. Unit rate 1 p/kWh (total) (in Summary of charges before revenue matching)
x7 = 2305. Rate 1 units (MWh) (in Equivalent volume for each end user)
x8 = 3307. Unit rate 2 p/kWh (total) (in Summary of charges before revenue matching)
x9 = 2305. Rate 2 units (MWh) (in Equivalent volume for each end user)
x10 = 3307. Unit rate 3 p/kWh (total) (in Summary of charges before revenue matching)
x11 = 2305. Rate 3 units (MWh) (in Equivalent volume for each end user)
x12 = 3307. Reactive power charge p/kVArh (in Summary of charges before revenue matching)
x13 = 2305. Reactive power units (MVArh) (in Equivalent volume for each end user)
Calculation =0.01*x1*(x2*x3+x4*x5)+10*(x6*x7+x8*x9+x10*x11+x12*x13)
Net revenues
Domestic Unrestricted | 170290751.739
Domestic Two Rate | 17091620.9225
Domestic Off Peak (related MPAN) | 64520.6171
Small Non Domestic Unrestricted | 30590575.9892
Small Non Domestic Two Rate | 10890456.7755
Small Non Domestic Off Peak (related MPAN) | 54675.8881
LV Medium Non-Domestic | 18543292.3899
LV Sub Medium Non-Domestic | 537644.5884
HV Medium Non-Domestic | 121478.807
LV HH Metered | 22534156.9579
LV Sub HH Metered | 17333628.3044
HV HH Metered | 42782117.5336
HV Sub HH Metered | 0
NHH UMS category A | 1002024.263
NHH UMS category B | 349274.5358
NHH UMS category C | 48.8879
NHH UMS category D | 0
LV UMS (Pseudo HH Metered) | 7101672.8165
LV Generation NHH | -7893.0125
LV Sub Generation NHH | 0
LV Generation Intermittent | -31850.8125
LV Generation Non-Intermittent | -4212.6857
LV Sub Generation Intermittent | -1122.7184
LV Sub Generation Non-Intermittent | -13197.6999
HV Generation Intermittent | -494904.2382
HV Generation Non-Intermittent | -2224779.0756
HV Sub Generation Intermittent | 0
HV Sub Generation Non-Intermittent | 0
3402. Target revenue (£/year)
Cell-by-cell calculation =x1
Data sources:
x1 = 1076. Target revenue (£/year)
CDCM target revenue (£/year)
Target revenue (£/year) | 481832687.9937
3403. Revenue surplus or shortfall
Data sources:
x1 = 3401. Net revenues by tariff before matching (£/year)
x2 = 3402. Target revenue (£/year)
x3 = Total net revenues before matching (£/year) (in Revenue surplus or shortfall)
Kind: | Cell summation | Cell-by-cell calculation
Formula: | =SUM(x1) | =x2-x3
| Total net revenues before matching (£) | Revenue shortfall (surplus) £
Revenue surplus or shortfall | 336509980.7732 | 145322707.2205

## Scaler
r6140: Revenue matching for Electricity North West in 2013/14 (April 2013 Indicative)
This sheet modifies tariffs so that the total expected net revenues matches the target.
3501. Factor to scale to £1/kW at transmission exit level
Data sources:
x1 = 2901. Unit cost at each level, £/kW/year (relative to system simultaneous maximum load)
Calculation =IF(x1,1/x1,0)
Transmission exit
Factor to scale to £1/kW at transmission exit level | 0.24946
3502. Applicability factor for £1/kW scaler
Data sources:
x1 = 3501. Factor to scale to £1/kW at transmission exit level
x2 = Zero for other levels
Combine tables = x1 or x2
| GSPs | Assets 132kV | Assets 132kV/EHV | Assets EHV | Assets EHV/HV | Assets 132kV/HV | Assets HV | Assets HV/LV | Assets LV circuits | Assets LV customer | Assets HV customer | Transmission exit | Operating 132kV | Operating 132kV/EHV | Operating EHV | Operating EHV/HV | Operating 132kV/HV | Operating HV | Operating HV/LV | Operating LV circuits | Operating LV customer | Operating HV customer
Applicability factor for £1/kW scaler | 0 | 0 | 0 | 0 | 0 | 0 | 0 | 0 | 0 | 0 | 0 | 0.24946 | 0 | 0 | 0 | 0 | 0 | 0 | 0 | 0 | 0 | 0
3503. Scalable elements of tariff components
Data sources:
x1 = 3301. Unit rate 1 p/kWh (elements)
x2 = 3502. Applicability factor for £1/kW scaler
x3 = 3302. Unit rate 2 p/kWh (elements)
x4 = 3303. Unit rate 3 p/kWh (elements)
x5 = 3304. Fixed charge p/MPAN/day (elements)
x6 = 3305. Capacity charge p/kVA/day (elements)
x7 = 3306. Reactive power charge p/kVArh (elements)
Kind: | Sum-product calculation | Sum-product calculation | Sum-product calculation | Sum-product calculation | Sum-product calculation | Sum-product calculation
Formula: | =SUMPRODUCT(x1, x2) | =SUMPRODUCT(x3, x2) | =SUMPRODUCT(x4, x2) | =SUMPRODUCT(x5, x2) | =SUMPRODUCT(x6, x2) | =SUMPRODUCT(x7, x2)
| Unit rate 1 p/kWh scalable part | Unit rate 2 p/kWh scalable part | Unit rate 3 p/kWh scalable part | Fixed charge p/MPAN/day scalable part | Capacity charge p/kVA/day scalable part | Reactive power charge p/kVArh scalable part
Domestic Unrestricted | 0.02748 | 0 | 0 | 0 | 0 | 0
Domestic Two Rate | 0.029239 | 0.0023956 | 0 | 0 | 0 | 0
Domestic Off Peak (related MPAN) | 0.0024445 | 0 | 0 | 0 | 0 | 0
Small Non Domestic Unrestricted | 0.022957 | 0 | 0 | 0 | 0 | 0
Small Non Domestic Two Rate | 0.024163 | 0.0020664 | 0 | 0 | 0 | 0
Small Non Domestic Off Peak (related MPAN) | 0.0020162 | 0 | 0 | 0 | 0 | 0
LV Medium Non-Domestic | 0.023249 | 0.0018533 | 0 | 0 | 0 | 0
LV Sub Medium Non-Domestic | 0.022436 | 0.0017727 | 0 | 0 | 0 | 0
HV Medium Non-Domestic | 0.023453 | 0.0018677 | 0 | 0 | 0 | 0
LV HH Metered | 0.1454 | 0.0079268 | 0.0014009 | 0 | 0 | 0.0035127
LV Sub HH Metered | 0.16539 | 0.0090169 | 0.0015936 | 0 | 0 | 0.0038383
HV HH Metered | 0.15341 | 0.0083637 | 0.0014782 | 0 | 0 | 0.0033732
HV Sub HH Metered | 0.14224 | 0.0077549 | 0.0013706 | 0 | 0 | 0.0033342
NHH UMS category A | 0.011774 | 0 | 0 | 0 | 0 | 0
NHH UMS category B | 0.017565 | 0 | 0 | 0 | 0 | 0
NHH UMS category C | 0.032105 | 0 | 0 | 0 | 0 | 0
NHH UMS category D | 0.0080841 | 0 | 0 | 0 | 0 | 0
LV UMS (Pseudo HH Metered) | 0.43352 | 0.0068929 | 0.0013765 | 0 | 0 | 0
LV Generation NHH | -0.01258 | 0 | 0 | 0 | 0 | 0
LV Sub Generation NHH | -0.012009 | 0 | 0 | 0 | 0 | 0
LV Generation Intermittent | -0.01258 | 0 | 0 | 0 | 0 | 0.0030094
LV Generation Non-Intermittent | -0.15263 | -0.0083212 | -0.0014706 | 0 | 0 | 0.0030094
LV Sub Generation Intermittent | -0.012009 | 0 | 0 | 0 | 0 | 0.0028729
LV Sub Generation Non-Intermittent | -0.14571 | -0.0079436 | -0.0014039 | 0 | 0 | 0.0028729
HV Generation Intermittent | -0.011861 | 0 | 0 | 0 | 0 | 0.0028374
HV Generation Non-Intermittent | -0.14391 | -0.0078455 | -0.0013866 | 0 | 0 | 0.0028374
HV Sub Generation Intermittent | -0.011724 | 0 | 0 | 0 | 0 | 0.0028046
HV Sub Generation Non-Intermittent | -0.14224 | -0.0077549 | -0.0013706 | 0 | 0 | 0.0028046
3504. Marginal revenue effect of scaler
Data sources:
x1 = 2302. Load coefficient
x2 = 3503. Unit rate 1 p/kWh scalable part (in Scalable elements of tariff components)
x3 = 2305. Rate 1 units (MWh) (in Equivalent volume for each end user)
x4 = 3503. Unit rate 2 p/kWh scalable part (in Scalable elements of tariff components)
x5 = 2305. Rate 2 units (MWh) (in Equivalent volume for each end user)
x6 = 3503. Unit rate 3 p/kWh scalable part (in Scalable elements of tariff components)
x7 = 2305. Rate 3 units (MWh) (in Equivalent volume for each end user)
x8 = 3503. Fixed charge p/MPAN/day scalable part (in Scalable elements of tariff components)
x9 = 1010. Days in the charging year (in Financial and general assumptions)
x10 = 2305. MPANs (in Equivalent volume for each end user)
x11 = 3503. Capacity charge p/kVA/day scalable part (in Scalable elements of tariff components)
x12 = 2305. Import capacity (kVA) (in Equivalent volume for each end user)
x13 = 3503. Reactive power charge p/kVArh scalable part (in Scalable elements of tariff components)
x14 = 2305. Reactive power units (MVArh) (in Equivalent volume for each end user)
Kind: | Calculation | Calculation | Calculation | Calculation | Calculation | Calculation
Formula: | =IF(x1<0,0,x2*x3*10) | =IF(x1<0,0,x4*x5*10) | =IF(x1<0,0,x6*x7*10) | =x8*x9*x10/100 | =x11*x9*x12/100 | =IF(x1<0,0,x13*x14*10)
| Effect through Unit rate 1 p/kWh | Effect through Unit rate 2 p/kWh | Effect through Unit rate 3 p/kWh | Effect through Fixed charge p/MPAN/day | Effect through Capacity charge p/kVA/day | Effect through Reactive power charge p/kVArh
Domestic Unrestricted | 2040306.4745 | 0 | 0 | 0 | 0 | 0
Domestic Two Rate | 196877.5148 | 13205.142 | 0 | 0 | 0 | 0
Domestic Off Peak (related MPAN) | 711.0913 | 0 | 0 | 0 | 0 | 0
Small Non Domestic Unrestricted | 407657.258 | 0 | 0 | 0 | 0 | 0
Small Non Domestic Two Rate | 140242.0207 | 4668.599 | 0 | 0 | 0 | 0
Small Non Domestic Off Peak (related MPAN) | 600.0755 | 0 | 0 | 0 | 0 | 0
LV Medium Non-Domestic | 239336.0652 | 4705.5781 | 0 | 0 | 0 | 0
LV Sub Medium Non-Domestic | 7737.382 | 166.7617 | 0 | 0 | 0 | 0
HV Medium Non-Domestic | 2026.7794 | 47.914 | 0 | 0 | 0 | 0
LV HH Metered | 168239.2631 | 52397.4488 | 11319.7188 | 0 | 0 | 4087.4937
LV Sub HH Metered | 154054.558 | 49227.2893 | 10979.1245 | 0 | 0 | 3821.5006
HV HH Metered | 533982.7339 | 159913.9511 | 44017.9399 | 0 | 0 | 10447.8597
HV Sub HH Metered | 0 | 0 | 0 | 0 | 0 | 0
NHH UMS category A | 5080.2569 | 0 | 0 | 0 | 0 | 0
NHH UMS category B | 2367.7626 | 0 | 0 | 0 | 0 | 0
NHH UMS category C | 0.44777 | 0 | 0 | 0 | 0 | 0
NHH UMS category D | 0 | 0 | 0 | 0 | 0 | 0
LV UMS (Pseudo HH Metered) | 40855.6475 | 2313.6738 | 3250.6599 | 0 | 0 | 0
LV Generation NHH | 0 | 0 | 0 | 0 | 0 | 0
LV Sub Generation NHH | 0 | 0 | 0 | 0 | 0 | 0
LV Generation Intermittent | 0 | 0 | 0 | 0 | 0 | 0
LV Generation Non-Intermittent | 0 | 0 | 0 | 0 | 0 | 0
LV Sub Generation Intermittent | 0 | 0 | 0 | 0 | 0 | 0
LV Sub Generation Non-Intermittent | 0 | 0 | 0 | 0 | 0 | 0
HV Generation Intermittent | 0 | 0 | 0 | 0 | 0 | 0
HV Generation Non-Intermittent | 0 | 0 | 0 | 0 | 0 | 0
HV Sub Generation Intermittent | 0 | 0 | 0 | 0 | 0 | 0
HV Sub Generation Non-Intermittent | 0 | 0 | 0 | 0 | 0 | 0
3505. Scaler value at which the minimum is breached
Data sources:
x1 = 3503. Unit rate 1 p/kWh scalable part (in Scalable elements of tariff components)
x2 = 3307. Unit rate 1 p/kWh (total) (in Summary of charges before revenue matching)
x3 = 3503. Unit rate 2 p/kWh scalable part (in Scalable elements of tariff components)
x4 = 3307. Unit rate 2 p/kWh (total) (in Summary of charges before revenue matching)
x5 = 3503. Unit rate 3 p/kWh scalable part (in Scalable elements of tariff components)
x6 = 3307. Unit rate 3 p/kWh (total) (in Summary of charges before revenue matching)
x7 = 3503. Fixed charge p/MPAN/day scalable part (in Scalable elements of tariff components)
x8 = 3307. Fixed charge p/MPAN/day (total) (in Summary of charges before revenue matching)
x9 = 3503. Capacity charge p/kVA/day scalable part (in Scalable elements of tariff components)
x10 = 3307. Capacity charge p/kVA/day (total) (in Summary of charges before revenue matching)
x11 = 3503. Reactive power charge p/kVArh scalable part (in Scalable elements of tariff components)
x12 = 3307. Reactive power charge p/kVArh (in Summary of charges before revenue matching)
Kind: | Calculation | Calculation | Calculation | Calculation | Calculation | Calculation
Formula: | =IF(x1,0-x2/x1,0) | =IF(x3,0-x4/x3,0) | =IF(x5,0-x6/x5,0) | =IF(x7,0-x8/x7,0) | =IF(x9,0-x10/x9,0) | =IF(x11,0-x12/x11,0)
| Scaler threshold for Unit rate 1 p/kWh | Scaler threshold for Unit rate 2 p/kWh | Scaler threshold for Unit rate 3 p/kWh | Scaler threshold for Fixed charge p/MPAN/day | Scaler threshold for Capacity charge p/kVA/day | Scaler threshold for Reactive power charge p/kVArh
Domestic Unrestricted | -71.383 |  |  | 0
Domestic Two Rate | -68.6591 | -87.7179 |  | 0
Domestic Off Peak (related MPAN) | -90.7346
Small Non Domestic Unrestricted | -71.383 |  |  | 0
Small Non Domestic Two Rate | -71.9931 | -87.7179 |  | 0
Small Non Domestic Off Peak (related MPAN) | -91.115
LV Medium Non-Domestic | -71.6091 | -87.7179 |  | 0
LV Sub Medium Non-Domestic | -58.5604 | -71.2087 |  | 0
HV Medium Non-Domestic | -27.7298 | -32.3905 |  | 0
LV HH Metered | -45.6679 | -85.0896 | -67.3886 | 0 | 0 | -56.2924
LV Sub HH Metered | -36.1329 | -64.9829 | -52.1086 | 0 | 0 | -43.6507
HV HH Metered | -23.8285 | -39.0364 | -32.3905 | 0 | 0 | -27.4474
HV Sub HH Metered | -16.9847 | -24.6046 | -21.4231 | 0 | 0 | -18.8141
NHH UMS category A | -197.2389
NHH UMS category B | -147.5125
NHH UMS category C | -109.1796
NHH UMS category D | -268.0611
LV UMS (Pseudo HH Metered) | -64.3724 | -324.7796 | -1144.4641
LV Generation NHH | -71.383 |  |  | 0
LV Sub Generation NHH | -58.3033 |  |  | 0
LV Generation Intermittent | -71.383 |  |  | 0 |  | -75.9504
LV Generation Non-Intermittent | -58.3537 | -111.8404 | -87.7179 | 0 |  | -75.9504
LV Sub Generation Intermittent | -58.3033 |  |  | 0 |  | -64.2279
LV Sub Generation Non-Intermittent | -48.0517 | -90.1163 | -71.2087 | 0 |  | -64.2279
HV Generation Intermittent | -37.4074 |  |  | 0 |  | -44.077
HV Generation Non-Intermittent | -31.5934 | -55.4103 | -44.8339 | 0 |  | -44.077
HV Sub Generation Intermittent | -25.0668 |  |  | 0 |  | -24.9813
HV Sub Generation Non-Intermittent | -21.8735 | -34.9139 | -29.2576 | 0 |  | -24.9813
3506. Constraint-free solution
Data sources:
Special calculation Special calculation
Constraint-free solution
Constraint-free solution | 33.6813
3507. Starting point
Data sources:
Special calculation Special calculation
Starting point
Starting point | -1144.4641
3508. Solve for General scaler rate
Data sources:
x1 = 3507. Starting point
x2 = 3505. Scaler threshold for Unit rate 1 p/kWh (in Scaler value at which the minimum is breached)
x3 = 3504. Effect through Unit rate 1 p/kWh (in Marginal revenue effect of scaler)
x4 = Location (in Solve for General scaler rate)
x5 = Kink (in Solve for General scaler rate)
x6 = Ranking before tie break (in Solve for General scaler rate)
x7 = Counter (in Solve for General scaler rate)
x8 = Tie breaker (in Solve for General scaler rate)
x9 = Ranking (in Solve for General scaler rate)
x10 = Kink reordering (in Solve for General scaler rate)
x11 = Starting slopes (in Solve for General scaler rate)
x12 = New slope (in Solve for General scaler rate)
x13 = Location (ordered) (in Solve for General scaler rate)
x14 = Starting values (in Solve for General scaler rate)
x15 = 3403. Revenue shortfall (surplus) £ (in Revenue surplus or shortfall)
x16 = 3506. Constraint-free solution
x17 = Value (in Solve for General scaler rate)
Kind: | Special calculation | Special calculation | Special calculation | Special calculation | Special calculation | Fixed data | Calculation | Special calculation | Special calculation | Special calculation | Special calculation | Special calculation | Special calculation
Formula: | Special calculation | Special calculation | Special calculation | Special calculation | Special calculation |  | =x6*168+x7 | Special calculation | Special calculation | Special calculation | Special calculation | Special calculation | Special calculation
| Location | Kink | Starting slopes | Starting values | Ranking before tie break | Counter | Tie breaker | Ranking | Kink reordering | Location (ordered) | New slope | Value | Root
Starting point | -1144.4641 |  |  |  |  | 0 | 0 |  |  | -1144.4641 | 0 | -415211637.3268 | 33.6813
Kink 1 | -71.383 | 2040306.4745 | 0 | -145643198.5169 | 20 | 1 | 3361 | 20 | 74 | -1144.4641 | 3250.6599 | -415211637.3268
Kink 2 | -68.6591 | 196877.5148 | 0 | -13517442.4265 | 26 | 2 | 4370 | 26 | 46 | -324.7796 | 5564.3338 | -412547121.6636
Kink 3 | -90.7346 | 711.0913 | 0 | -64520.6171 | 9 | 3 | 1515 | 9 | 17 | -268.0611 | 5564.3338 | -412231521.3316
Kink 4 | -71.383 | 407657.258 | 0 | -29099798.3387 | 23 | 4 | 3868 | 23 | 14 | -197.2389 | 10644.5907 | -411837442.6943
Kink 5 | -71.9931 | 140242.0207 | 0 | -10096453.9248 | 18 | 5 | 3029 | 18 | 15 | -147.5125 | 13012.3533 | -411308125.3736
Kink 6 | -91.115 | 600.0755 | 0 | -54675.8881 | 8 | 6 | 1350 | 8 | 50 | -111.8404 | 13012.3533 | -410843947.133
Kink 7 | -71.6091 | 239336.0652 | 0 | -17138638.0556 | 19 | 7 | 3199 | 19 | 16 | -109.1796 | 13012.8011 | -410809324.7694
Kink 8 | -58.5604 | 7737.382 | 0 | -453104.1412 | 32 | 8 | 5384 | 32 | 6 | -91.115 | 13612.8766 | -410574253.5444
Kink 9 | -27.7298 | 2026.7794 | 0 | -56202.1477 | 53 | 9 | 8913 | 53 | 3 | -90.7346 | 14323.9679 | -410569075.6023
Kink 10 | -45.6679 | 168239.2631 | 0 | -7683141.9067 | 40 | 10 | 6730 | 40 | 52 | -90.1163 | 14323.9679 | -410560218.2884
Kink 11 | -36.1329 | 154054.558 | 0 | -5566441.6846 | 47 | 11 | 7907 | 47 | 30 | -87.7179 | 27529.1099 | -410525863.1391
Kink 12 | -23.8285 | 533982.7339 | 0 | -12724012.4612 | 59 | 12 | 9924 | 59 | 33 | -87.7179 | 32197.7089 | -410525863.1391
Kink 13 | -16.9847 | 0 | 0 | 0 | 63 | 13 | 10597 | 63 | 35 | -87.7179 | 36903.287 | -410525863.1391
Kink 14 | -197.2389 | 5080.2569 | 0 | -1002024.263 | 4 | 14 | 686 | 4 | 78 | -87.7179 | 36903.287 | -410525863.1391
Kink 15 | -147.5125 | 2367.7626 | 0 | -349274.5358 | 5 | 15 | 855 | 5 | 38 | -85.0896 | 89300.7358 | -410428872.7811
Kink 16 | -109.1796 | 0.44777 | 0 | -48.8879 | 7 | 16 | 1192 | 7 | 161 | -75.9504 | 89300.7358 | -409612733.4374
Kink 17 | -268.0611 | 0 | 0 | 0 | 3 | 17 | 521 | 3 | 162 | -75.9504 | 89300.7358 | -409612733.4374
Kink 18 | -64.3724 | 40855.6475 | 0 | -2629975.1426 | 29 | 18 | 4890 | 29 | 5 | -71.9931 | 229542.7565 | -409259341.4368
Kink 19 | -71.383 | 0 | 0 | 0 | 21 | 19 | 3547 | 21 | 7 | -71.6091 | 468878.8216 | -409171201.3132
Kink 20 | -58.3033 | 0 | 0 | 0 | 34 | 20 | 5732 | 34 | 1 | -71.383 | 2509185.2962 | -409065192.3923
Kink 21 | -71.383 | 0 | 0 | 0 | 21 | 21 | 3549 | 22 | 19 | -71.383 | 2509185.2962 | -409065192.3923
Kink 22 | -58.3537 | 0 | 0 | 0 | 33 | 22 | 5566 | 33 | 21 | -71.383 | 2509185.2962 | -409065192.3923
Kink 23 | -58.3033 | 0 | 0 | 0 | 34 | 23 | 5735 | 35 | 4 | -71.383 | 2916842.5542 | -409065192.3923
Kink 24 | -48.0517 | 0 | 0 | 0 | 39 | 24 | 6576 | 39 | 36 | -71.2087 | 2917009.3159 | -408556663.4404
Kink 25 | -37.4074 | 0 | 0 | 0 | 46 | 25 | 7753 | 46 | 80 | -71.2087 | 2917009.3159 | -408556663.4404
Kink 26 | -31.5934 | 0 | 0 | 0 | 51 | 26 | 8594 | 51 | 2 | -68.6591 | 3113886.8307 | -401119717.7892
Kink 27 | -25.0668 | 0 | 0 | 0 | 55 | 27 | 9267 | 55 | 66 | -67.3886 | 3125206.5495 | -397163515.1777
Kink 28 | -21.8735 | 0 | 0 | 0 | 60 | 28 | 10108 | 60 | 39 | -64.9829 | 3174433.8388 | -389645203.6287
Kink 29 | 0 | 0 | 0 | 0 | 64 | 29 | 10781 | 64 | 18 | -64.3724 | 3215289.4863 | -387706997.9564
Kink 30 | -87.7179 | 13205.142 | 0 | -1158326.6759 | 11 | 30 | 1878 | 11 | 163 | -64.2279 | 3215289.4863 | -387242534.4035
Kink 31 | 0 | 0 | 0 | 0 | 64 | 31 | 10783 | 65 | 164 | -64.2279 | 3215289.4863 | -387242534.4035
Kink 32 | 0 | 0 | 0 | 0 | 64 | 32 | 10784 | 66 | 8 | -58.5604 | 3223026.8683 | -369019790.7455
Kink 33 | -87.7179 | 4668.599 | 0 | -409519.4689 | 11 | 33 | 1881 | 12 | 22 | -58.3537 | 3223026.8683 | -368353711.937
Kink 34 | 0 | 0 | 0 | 0 | 64 | 34 | 10786 | 67 | 20 | -58.3033 | 3223026.8683 | -368191119.7874
Kink 35 | -87.7179 | 4705.5781 | 0 | -412763.1954 | 11 | 35 | 1883 | 13 | 23 | -58.3033 | 3223026.8683 | -368191119.7874
Kink 36 | -71.2087 | 166.7617 | 0 | -11874.8804 | 24 | 36 | 4068 | 24 | 150 | -56.2924 | 3227114.362 | -361709878.8295
Kink 37 | -32.3905 | 47.914 | 0 | -1551.9608 | 50 | 37 | 8437 | 50 | 54 | -55.4103 | 3227114.362 | -358863414.8198
Kink 38 | -85.0896 | 52397.4488 | 0 | -4458479.0054 | 15 | 38 | 2558 | 15 | 67 | -52.1086 | 3238093.4865 | -348208355.4822
Kink 39 | -64.9829 | 49227.2893 | 0 | -3198934.2 | 28 | 39 | 4743 | 28 | 24 | -48.0517 | 3238093.4865 | -335071774.7601
Kink 40 | -39.0364 | 159913.9511 | 0 | -6242465.4393 | 45 | 40 | 7600 | 45 | 10 | -45.6679 | 3406332.7496 | -327352950.2983
Kink 41 | -24.6046 | 0 | 0 | 0 | 58 | 41 | 9785 | 58 | 82 | -44.8339 | 3406332.7496 | -324511847.4972
Kink 42 | 0 | 0 | 0 | 0 | 64 | 42 | 10794 | 68 | 165 | -44.077 | 3406332.7496 | -321933737.9688
Kink 43 | 0 | 0 | 0 | 0 | 64 | 43 | 10795 | 69 | 166 | -44.077 | 3406332.7496 | -321933737.9688
Kink 44 | 0 | 0 | 0 | 0 | 64 | 44 | 10796 | 70 | 151 | -43.6507 | 3410154.2502 | -320481563.7101
Kink 45 | 0 | 0 | 0 | 0 | 64 | 45 | 10797 | 71 | 40 | -39.0364 | 3570068.2014 | -304746068.0097
Kink 46 | -324.7796 | 2313.6738 | 0 | -751434.0248 | 2 | 46 | 382 | 2 | 25 | -37.4074 | 3570068.2014 | -298930330.3573
Kink 47 | 0 | 0 | 0 | 0 | 64 | 47 | 10799 | 72 | 11 | -36.1329 | 3724122.7594 | -294380451.1401
Kink 48 | 0 | 0 | 0 | 0 | 64 | 48 | 10800 | 73 | 56 | -34.9139 | 3724122.7594 | -289840665.8549
Kink 49 | 0 | 0 | 0 | 0 | 64 | 49 | 10801 | 74 | 68 | -32.3905 | 3768140.6993 | -280443336.552
Kink 50 | -111.8404 | 0 | 0 | 0 | 6 | 50 | 1058 | 6 | 37 | -32.3905 | 3768188.6133 | -280443336.552
Kink 51 | 0 | 0 | 0 | 0 | 64 | 51 | 10803 | 75 | 26 | -31.5934 | 3768188.6133 | -277439495.0832
Kink 52 | -90.1163 | 0 | 0 | 0 | 10 | 52 | 1732 | 10 | 84 | -29.2576 | 3768188.6133 | -268638012.4712
Kink 53 | 0 | 0 | 0 | 0 | 64 | 53 | 10805 | 76 | 9 | -27.7298 | 3770215.3927 | -262880730.9532
Kink 54 | -55.4103 | 0 | 0 | 0 | 37 | 54 | 6270 | 37 | 152 | -27.4474 | 3780663.2524 | -261816204.7781
Kink 55 | 0 | 0 | 0 | 0 | 64 | 55 | 10807 | 77 | 27 | -25.0668 | 3780663.2524 | -252815887.76
Kink 56 | -34.9139 | 0 | 0 | 0 | 48 | 56 | 8120 | 48 | 167 | -24.9813 | 3780663.2524 | -252492463.126
Kink 57 | 0 | 0 | 0 | 0 | 64 | 57 | 10809 | 78 | 168 | -24.9813 | 3780663.2524 | -252492463.126
Kink 58 | 0 | 0 | 0 | 0 | 64 | 58 | 10810 | 79 | 41 | -24.6046 | 3780663.2524 | -251068605.2805
Kink 59 | 0 | 0 | 0 | 0 | 64 | 59 | 10811 | 80 | 12 | -23.8285 | 4314645.9863 | -248134288.5935
Kink 60 | 0 | 0 | 0 | 0 | 64 | 60 | 10812 | 81 | 28 | -21.8735 | 4314645.9863 | -239699244.8395
Kink 61 | 0 | 0 | 0 | 0 | 64 | 61 | 10813 | 82 | 69 | -21.4231 | 4314645.9863 | -237755943.0309
Kink 62 | 0 | 0 | 0 | 0 | 64 | 62 | 10814 | 83 | 153 | -18.8141 | 4314645.9863 | -226498677.3705
Kink 63 | 0 | 0 | 0 | 0 | 64 | 63 | 10815 | 84 | 13 | -16.9847 | 4314645.9863 | -218605485.757
Kink 64 | 0 | 0 | 0 | 0 | 64 | 64 | 10816 | 85 | 29 | 0 | 4314645.9863 | -145322707.2205
Kink 65 | 0 | 0 | 0 | 0 | 64 | 65 | 10817 | 86 | 31 | 0 | 4314645.9863 | -145322707.2205
Kink 66 | -67.3886 | 11319.7188 | 0 | -762820.5107 | 27 | 66 | 4602 | 27 | 32 | 0 | 4314645.9863 | -145322707.2205
Kink 67 | -52.1086 | 10979.1245 | 0 | -572106.7116 | 38 | 67 | 6451 | 38 | 34 | 0 | 4314645.9863 | -145322707.2205
Kink 68 | -32.3905 | 44017.9399 | 0 | -1425764.6549 | 49 | 68 | 8300 | 49 | 42 | 0 | 4314645.9863 | -145322707.2205
Kink 69 | -21.4231 | 0 | 0 | 0 | 61 | 69 | 10317 | 61 | 43 | 0 | 4314645.9863 | -145322707.2205
Kink 70 | 0 | 0 | 0 | 0 | 64 | 70 | 10822 | 87 | 44 | 0 | 4314645.9863 | -145322707.2205
Kink 71 | 0 | 0 | 0 | 0 | 64 | 71 | 10823 | 88 | 45 | 0 | 4314645.9863 | -145322707.2205
Kink 72 | 0 | 0 | 0 | 0 | 64 | 72 | 10824 | 89 | 47 | 0 | 4314645.9863 | -145322707.2205
Kink 73 | 0 | 0 | 0 | 0 | 64 | 73 | 10825 | 90 | 48 | 0 | 4314645.9863 | -145322707.2205
Kink 74 | -1144.4641 | 3250.6599 | 0 | -3720263.6491 | 1 | 74 | 242 | 1 | 49 | 0 | 4314645.9863 | -145322707.2205
Kink 75 | 0 | 0 | 0 | 0 | 64 | 75 | 10827 | 91 | 51 | 0 | 4314645.9863 | -145322707.2205
Kink 76 | 0 | 0 | 0 | 0 | 64 | 76 | 10828 | 92 | 53 | 0 | 4314645.9863 | -145322707.2205
Kink 77 | 0 | 0 | 0 | 0 | 64 | 77 | 10829 | 93 | 55 | 0 | 4314645.9863 | -145322707.2205
Kink 78 | -87.7179 | 0 | 0 | 0 | 11 | 78 | 1926 | 14 | 57 | 0 | 4314645.9863 | -145322707.2205
Kink 79 | 0 | 0 | 0 | 0 | 64 | 79 | 10831 | 94 | 58 | 0 | 4314645.9863 | -145322707.2205
Kink 80 | -71.2087 | 0 | 0 | 0 | 24 | 80 | 4112 | 25 | 59 | 0 | 4314645.9863 | -145322707.2205
Kink 81 | 0 | 0 | 0 | 0 | 64 | 81 | 10833 | 95 | 60 | 0 | 4314645.9863 | -145322707.2205
Kink 82 | -44.8339 | 0 | 0 | 0 | 41 | 82 | 6970 | 41 | 61 | 0 | 4314645.9863 | -145322707.2205
Kink 83 | 0 | 0 | 0 | 0 | 64 | 83 | 10835 | 96 | 62 | 0 | 4314645.9863 | -145322707.2205
Kink 84 | -29.2576 | 0 | 0 | 0 | 52 | 84 | 8820 | 52 | 63 | 0 | 4314645.9863 | -145322707.2205
Kink 85 | 0 | 0 | 0 | 0 | 64 | 85 | 10837 | 97 | 64 | 0 | 4314645.9863 | -145322707.2205
Kink 86 | 0 | 0 | 0 | 0 | 64 | 86 | 10838 | 98 | 65 | 0 | 4314645.9863 | -145322707.2205
Kink 87 | 0 | 0 | 0 | 0 | 64 | 87 | 10839 | 99 | 70 | 0 | 4314645.9863 | -145322707.2205
Kink 88 | 0 | 0 | 0 | 0 | 64 | 88 | 10840 | 100 | 71 | 0 | 4314645.9863 | -145322707.2205
Kink 89 | 0 | 0 | 0 | 0 | 64 | 89 | 10841 | 101 | 72 | 0 | 4314645.9863 | -145322707.2205
Kink 90 | 0 | 0 | 0 | 0 | 64 | 90 | 10842 | 102 | 73 | 0 | 4314645.9863 | -145322707.2205
Kink 91 | 0 | 0 | 0 | 0 | 64 | 91 | 10843 | 103 | 75 | 0 | 4314645.9863 | -145322707.2205
Kink 92 | 0 | 0 | 0 | 0 | 64 | 92 | 10844 | 104 | 76 | 0 | 4314645.9863 | -145322707.2205
Kink 93 | 0 | 0 | 0 | 0 | 64 | 93 | 10845 | 105 | 77 | 0 | 4314645.9863 | -145322707.2205
Kink 94 | 0 | 0 | 0 | 0 | 64 | 94 | 10846 | 106 | 79 | 0 | 4314645.9863 | -145322707.2205
Kink 95 | 0 | 0 | 0 | 0 | 64 | 95 | 10847 | 107 | 81 | 0 | 4314645.9863 | -145322707.2205
Kink 96 | 0 | 0 | 0 | 0 | 64 | 96 | 10848 | 108 | 83 | 0 | 4314645.9863 | -145322707.2205
Kink 97 | 0 | 0 | 0 | 0 | 64 | 97 | 10849 | 109 | 85 | 0 | 4314645.9863 | -145322707.2205
Kink 98 | 0 | 0 | 0 | 0 | 64 | 98 | 10850 | 110 | 86 | 0 | 4314645.9863 | -145322707.2205
Kink 99 | 0 | 0 | 0 | 0 | 64 | 99 | 10851 | 111 | 87 | 0 | 4314645.9863 | -145322707.2205
Kink 100 | 0 | 0 | 0 | 0 | 64 | 100 | 10852 | 112 | 88 | 0 | 4314645.9863 | -145322707.2205
Kink 101 | 0 | 0 | 0 | 0 | 64 | 101 | 10853 | 113 | 89 | 0 | 4314645.9863 | -145322707.2205
Kink 102 | 0 | 0 | 0 | 0 | 64 | 102 | 10854 | 114 | 90 | 0 | 4314645.9863 | -145322707.2205
Kink 103 | 0 | 0 | 0 | 0 | 64 | 103 | 10855 | 115 | 91 | 0 | 4314645.9863 | -145322707.2205
Kink 104 | 0 | 0 | 0 | 0 | 64 | 104 | 10856 | 116 | 92 | 0 | 4314645.9863 | -145322707.2205
Kink 105 | 0 | 0 | 0 | 0 | 64 | 105 | 10857 | 117 | 93 | 0 | 4314645.9863 | -145322707.2205
Kink 106 | 0 | 0 | 0 | 0 | 64 | 106 | 10858 | 118 | 94 | 0 | 4314645.9863 | -145322707.2205
Kink 107 | 0 | 0 | 0 | 0 | 64 | 107 | 10859 | 119 | 95 | 0 | 4314645.9863 | -145322707.2205
Kink 108 | 0 | 0 | 0 | 0 | 64 | 108 | 10860 | 120 | 96 | 0 | 4314645.9863 | -145322707.2205
Kink 109 | 0 | 0 | 0 | 0 | 64 | 109 | 10861 | 121 | 97 | 0 | 4314645.9863 | -145322707.2205
Kink 110 | 0 | 0 | 0 | 0 | 64 | 110 | 10862 | 122 | 98 | 0 | 4314645.9863 | -145322707.2205
Kink 111 | 0 | 0 | 0 | 0 | 64 | 111 | 10863 | 123 | 99 | 0 | 4314645.9863 | -145322707.2205
Kink 112 | 0 | 0 | 0 | 0 | 64 | 112 | 10864 | 124 | 100 | 0 | 4314645.9863 | -145322707.2205
Kink 113 | 0 | 0 | 0 | 0 | 64 | 113 | 10865 | 125 | 101 | 0 | 4314645.9863 | -145322707.2205
Kink 114 | 0 | 0 | 0 | 0 | 64 | 114 | 10866 | 126 | 102 | 0 | 4314645.9863 | -145322707.2205
Kink 115 | 0 | 0 | 0 | 0 | 64 | 115 | 10867 | 127 | 103 | 0 | 4314645.9863 | -145322707.2205
Kink 116 | 0 | 0 | 0 | 0 | 64 | 116 | 10868 | 128 | 104 | 0 | 4314645.9863 | -145322707.2205
Kink 117 | 0 | 0 | 0 | 0 | 64 | 117 | 10869 | 129 | 105 | 0 | 4314645.9863 | -145322707.2205
Kink 118 | 0 | 0 | 0 | 0 | 64 | 118 | 10870 | 130 | 106 | 0 | 4314645.9863 | -145322707.2205
Kink 119 | 0 | 0 | 0 | 0 | 64 | 119 | 10871 | 131 | 107 | 0 | 4314645.9863 | -145322707.2205
Kink 120 | 0 | 0 | 0 | 0 | 64 | 120 | 10872 | 132 | 108 | 0 | 4314645.9863 | -145322707.2205
Kink 121 | 0 | 0 | 0 | 0 | 64 | 121 | 10873 | 133 | 109 | 0 | 4314645.9863 | -145322707.2205
Kink 122 | 0 | 0 | 0 | 0 | 64 | 122 | 10874 | 134 | 110 | 0 | 4314645.9863 | -145322707.2205
Kink 123 | 0 | 0 | 0 | 0 | 64 | 123 | 10875 | 135 | 111 | 0 | 4314645.9863 | -145322707.2205
Kink 124 | 0 | 0 | 0 | 0 | 64 | 124 | 10876 | 136 | 112 | 0 | 4314645.9863 | -145322707.2205
Kink 125 | 0 | 0 | 0 | 0 | 64 | 125 | 10877 | 137 | 113 | 0 | 4314645.9863 | -145322707.2205
Kink 126 | 0 | 0 | 0 | 0 | 64 | 126 | 10878 | 138 | 114 | 0 | 4314645.9863 | -145322707.2205
Kink 127 | 0 | 0 | 0 | 0 | 64 | 127 | 10879 | 139 | 115 | 0 | 4314645.9863 | -145322707.2205
Kink 128 | 0 | 0 | 0 | 0 | 64 | 128 | 10880 | 140 | 116 | 0 | 4314645.9863 | -145322707.2205
Kink 129 | 0 | 0 | 0 | 0 | 64 | 129 | 10881 | 141 | 117 | 0 | 4314645.9863 | -145322707.2205
Kink 130 | 0 | 0 | 0 | 0 | 64 | 130 | 10882 | 142 | 118 | 0 | 4314645.9863 | -145322707.2205
Kink 131 | 0 | 0 | 0 | 0 | 64 | 131 | 10883 | 143 | 119 | 0 | 4314645.9863 | -145322707.2205
Kink 132 | 0 | 0 | 0 | 0 | 64 | 132 | 10884 | 144 | 120 | 0 | 4314645.9863 | -145322707.2205
Kink 133 | 0 | 0 | 0 | 0 | 64 | 133 | 10885 | 145 | 121 | 0 | 4314645.9863 | -145322707.2205
Kink 134 | 0 | 0 | 0 | 0 | 64 | 134 | 10886 | 146 | 122 | 0 | 4314645.9863 | -145322707.2205
Kink 135 | 0 | 0 | 0 | 0 | 64 | 135 | 10887 | 147 | 123 | 0 | 4314645.9863 | -145322707.2205
Kink 136 | 0 | 0 | 0 | 0 | 64 | 136 | 10888 | 148 | 124 | 0 | 4314645.9863 | -145322707.2205
Kink 137 | 0 | 0 | 0 | 0 | 64 | 137 | 10889 | 149 | 125 | 0 | 4314645.9863 | -145322707.2205
Kink 138 | 0 | 0 | 0 | 0 | 64 | 138 | 10890 | 150 | 126 | 0 | 4314645.9863 | -145322707.2205
Kink 139 | 0 | 0 | 0 | 0 | 64 | 139 | 10891 | 151 | 127 | 0 | 4314645.9863 | -145322707.2205
Kink 140 | 0 | 0 | 0 | 0 | 64 | 140 | 10892 | 152 | 128 | 0 | 4314645.9863 | -145322707.2205
Kink 141 | 0 | 0 | 0 | 0 | 64 | 141 | 10893 | 153 | 129 | 0 | 4314645.9863 | -145322707.2205
Kink 142 | 0 | 0 | 0 | 0 | 64 | 142 | 10894 | 154 | 130 | 0 | 4314645.9863 | -145322707.2205
Kink 143 | 0 | 0 | 0 | 0 | 64 | 143 | 10895 | 155 | 131 | 0 | 4314645.9863 | -145322707.2205
Kink 144 | 0 | 0 | 0 | 0 | 64 | 144 | 10896 | 156 | 132 | 0 | 4314645.9863 | -145322707.2205
Kink 145 | 0 | 0 | 0 | 0 | 64 | 145 | 10897 | 157 | 133 | 0 | 4314645.9863 | -145322707.2205
Kink 146 | 0 | 0 | 0 | 0 | 64 | 146 | 10898 | 158 | 134 | 0 | 4314645.9863 | -145322707.2205
Kink 147 | 0 | 0 | 0 | 0 | 64 | 147 | 10899 | 159 | 135 | 0 | 4314645.9863 | -145322707.2205
Kink 148 | 0 | 0 | 0 | 0 | 64 | 148 | 10900 | 160 | 136 | 0 | 4314645.9863 | -145322707.2205
Kink 149 | 0 | 0 | 0 | 0 | 64 | 149 | 10901 | 161 | 137 | 0 | 4314645.9863 | -145322707.2205
Kink 150 | -56.2924 | 4087.4937 | 0 | -230094.6935 | 36 | 150 | 6198 | 36 | 138 | 0 | 4314645.9863 | -145322707.2205
Kink 151 | -43.6507 | 3821.5006 | 0 | -166811.2122 | 44 | 151 | 7543 | 44 | 139 | 0 | 4314645.9863 | -145322707.2205
Kink 152 | -27.4474 | 10447.8597 | 0 | -286766.8849 | 54 | 152 | 9224 | 54 | 140 | 0 | 4314645.9863 | -145322707.2205
Kink 153 | -18.8141 | 0 | 0 | 0 | 62 | 153 | 10569 | 62 | 141 | 0 | 4314645.9863 | -145322707.2205
Kink 154 | 0 | 0 | 0 | 0 | 64 | 154 | 10906 | 162 | 142 | 0 | 4314645.9863 | -145322707.2205
Kink 155 | 0 | 0 | 0 | 0 | 64 | 155 | 10907 | 163 | 143 | 0 | 4314645.9863 | -145322707.2205
Kink 156 | 0 | 0 | 0 | 0 | 64 | 156 | 10908 | 164 | 144 | 0 | 4314645.9863 | -145322707.2205
Kink 157 | 0 | 0 | 0 | 0 | 64 | 157 | 10909 | 165 | 145 | 0 | 4314645.9863 | -145322707.2205
Kink 158 | 0 | 0 | 0 | 0 | 64 | 158 | 10910 | 166 | 146 | 0 | 4314645.9863 | -145322707.2205
Kink 159 | 0 | 0 | 0 | 0 | 64 | 159 | 10911 | 167 | 147 | 0 | 4314645.9863 | -145322707.2205
Kink 160 | 0 | 0 | 0 | 0 | 64 | 160 | 10912 | 168 | 148 | 0 | 4314645.9863 | -145322707.2205
Kink 161 | -75.9504 | 0 | 0 | 0 | 16 | 161 | 2849 | 16 | 149 | 0 | 4314645.9863 | -145322707.2205
Kink 162 | -75.9504 | 0 | 0 | 0 | 16 | 162 | 2850 | 17 | 154 | 0 | 4314645.9863 | -145322707.2205
Kink 163 | -64.2279 | 0 | 0 | 0 | 30 | 163 | 5203 | 30 | 155 | 0 | 4314645.9863 | -145322707.2205
Kink 164 | -64.2279 | 0 | 0 | 0 | 30 | 164 | 5204 | 31 | 156 | 0 | 4314645.9863 | -145322707.2205
Kink 165 | -44.077 | 0 | 0 | 0 | 42 | 165 | 7221 | 42 | 157 | 0 | 4314645.9863 | -145322707.2205
Kink 166 | -44.077 | 0 | 0 | 0 | 42 | 166 | 7222 | 43 | 158 | 0 | 4314645.9863 | -145322707.2205
Kink 167 | -24.9813 | 0 | 0 | 0 | 56 | 167 | 9575 | 56 | 159 | 0 | 4314645.9863 | -145322707.2205
Kink 168 | -24.9813 | 0 | 0 | 0 | 56 | 168 | 9576 | 57 | 160 | 0 | 4314645.9863 | -145322707.2205
3509. General scaler rate
Data sources:
x1 = 3508. Root (in Solve for General scaler rate)
Optimisation result =MIN(x1)
General scaler rate
General scaler rate | 33.6813
3510. Scaler
Data sources:
x1 = 2302. Load coefficient
x2 = 3503. Unit rate 1 p/kWh scalable part (in Scalable elements of tariff components)
x3 = 3509. General scaler rate
x4 = 3307. Unit rate 1 p/kWh (total) (in Summary of charges before revenue matching)
x5 = 3503. Unit rate 2 p/kWh scalable part (in Scalable elements of tariff components)
x6 = 3307. Unit rate 2 p/kWh (total) (in Summary of charges before revenue matching)
x7 = 3503. Unit rate 3 p/kWh scalable part (in Scalable elements of tariff components)
x8 = 3307. Unit rate 3 p/kWh (total) (in Summary of charges before revenue matching)
x9 = 3503. Fixed charge p/MPAN/day scalable part (in Scalable elements of tariff components)
x10 = 3307. Fixed charge p/MPAN/day (total) (in Summary of charges before revenue matching)
x11 = 3503. Capacity charge p/kVA/day scalable part (in Scalable elements of tariff components)
x12 = 3307. Capacity charge p/kVA/day (total) (in Summary of charges before revenue matching)
x13 = 3503. Reactive power charge p/kVArh scalable part (in Scalable elements of tariff components)
x14 = 3307. Reactive power charge p/kVArh (in Summary of charges before revenue matching)
x15 = 1010. Days in the charging year (in Financial and general assumptions)
x16 = Fixed charge p/MPAN/day scaler (in Scaler)
x17 = 2305. MPANs (in Equivalent volume for each end user)
x18 = Capacity charge p/kVA/day scaler (in Scaler)
x19 = 2305. Import capacity (kVA) (in Equivalent volume for each end user)
x20 = Unit rate 1 p/kWh scaler (in Scaler)
x21 = 2305. Rate 1 units (MWh) (in Equivalent volume for each end user)
x22 = Unit rate 2 p/kWh scaler (in Scaler)
x23 = 2305. Rate 2 units (MWh) (in Equivalent volume for each end user)
x24 = Unit rate 3 p/kWh scaler (in Scaler)
x25 = 2305. Rate 3 units (MWh) (in Equivalent volume for each end user)
x26 = Reactive power charge p/kVArh scaler (in Scaler)
x27 = 2305. Reactive power units (MVArh) (in Equivalent volume for each end user)
Kind: | Calculation | Calculation | Calculation | Calculation | Calculation | Calculation | Calculation
Formula: | =IF(x1<0,0,IF(x2*x3+x4>0,x2*x3,0-x4)) | =IF(x1<0,0,IF(x5*x3+x6>0,x5*x3,0-x6)) | =IF(x1<0,0,IF(x7*x3+x8>0,x7*x3,0-x8)) | =IF(x1<0,0,IF(x9*x3+x10>0,x9*x3,0-x10)) | =IF(x1<0,0,IF(x11*x3+x12>0,x11*x3,0-x12)) | =IF(x1<0,0,IF(x13*x3+x14>0,x13*x3,0-x14)) | =0.01*x15*(x16*x17+x18*x19)+10*(x20*x21+x22*x23+x24*x25+x26*x27)
| Unit rate 1 p/kWh scaler | Unit rate 2 p/kWh scaler | Unit rate 3 p/kWh scaler | Fixed charge p/MPAN/day scaler | Capacity charge p/kVA/day scaler | Reactive power charge p/kVArh scaler | Net revenues by tariff from scaler
Domestic Unrestricted | 0.92557 | 0 | 0 | 0 | 0 | 0 | 68720089.9864
Domestic Two Rate | 0.98481 | 0.080687 | 0 | 0 | 0 | 0 | 7075848.289
Domestic Off Peak (related MPAN) | 0.082333 | 0 | 0 | 0 | 0 | 0 | 23950.4501
Small Non Domestic Unrestricted | 0.77323 | 0 | 0 | 0 | 0 | 0 | 13730409.5268
Small Non Domestic Two Rate | 0.81384 | 0.069598 | 0 | 0 | 0 | 0 | 4880772.0546
Small Non Domestic Off Peak (related MPAN) | 0.067909 | 0 | 0 | 0 | 0 | 0 | 20211.2979
LV Medium Non-Domestic | 0.78305 | 0.06242 | 0 | 0 | 0 | 0 | 8219629.6945
LV Sub Medium Non-Domestic | 0.75568 | 0.059708 | 0 | 0 | 0 | 0 | 266221.5105
HV Medium Non-Domestic | 0.78992 | 0.062908 | 0 | 0 | 0 | 0 | 69878.286
LV HH Metered | 4.8972 | 0.26698 | 0.047185 | 0 | 0 | 0.11831 | 7950256.4572
LV Sub HH Metered | 5.5707 | 0.3037 | 0.053675 | 0 | 0 | 0.12928 | 7345292.15
HV HH Metered | 5.1671 | 0.2817 | 0.049786 | 0 | 0 | 0.11361 | 25205790.3699
HV Sub HH Metered | 4.791 | 0.26119 | 0.046162 | 0 | 0 | 0.1123 | 0
NHH UMS category A | 0.39657 | 0 | 0 | 0 | 0 | 0 | 171109.4478
NHH UMS category B | 0.59161 | 0 | 0 | 0 | 0 | 0 | 79749.2246
NHH UMS category C | 1.0813 | 0 | 0 | 0 | 0 | 0 | 15.0816
NHH UMS category D | 0.27228 | 0 | 0 | 0 | 0 | 0 | 0
LV UMS (Pseudo HH Metered) | 14.6014 | 0.23216 | 0.046361 | 0 | 0 | 0 | 1563483.3938
LV Generation NHH | 0 | 0 | 0 | 0 | 0 | 0 | 0
LV Sub Generation NHH | 0 | 0 | 0 | 0 | 0 | 0 | 0
LV Generation Intermittent | 0 | 0 | 0 | 0 | 0 | 0 | 0
LV Generation Non-Intermittent | 0 | 0 | 0 | 0 | 0 | 0 | 0
LV Sub Generation Intermittent | 0 | 0 | 0 | 0 | 0 | 0 | 0
LV Sub Generation Non-Intermittent | 0 | 0 | 0 | 0 | 0 | 0 | 0
HV Generation Intermittent | 0 | 0 | 0 | 0 | 0 | 0 | 0
HV Generation Non-Intermittent | 0 | 0 | 0 | 0 | 0 | 0 | 0
HV Sub Generation Intermittent | 0 | 0 | 0 | 0 | 0 | 0 | 0
HV Sub Generation Non-Intermittent | 0 | 0 | 0 | 0 | 0 | 0 | 0

## Adjust
r6140: Tariff component adjustment and rounding for Electricity North West in 2013/14 (April 2013 Indicative)
3601. Tariffs before rounding
Data sources:
x1 = 3307. Unit rate 1 p/kWh (total) (in Summary of charges before revenue matching)
x2 = 3510. Unit rate 1 p/kWh scaler (in Scaler)
x3 = 3307. Unit rate 2 p/kWh (total) (in Summary of charges before revenue matching)
x4 = 3510. Unit rate 2 p/kWh scaler (in Scaler)
x5 = 3307. Unit rate 3 p/kWh (total) (in Summary of charges before revenue matching)
x6 = 3510. Unit rate 3 p/kWh scaler (in Scaler)
x7 = 3307. Fixed charge p/MPAN/day (total) (in Summary of charges before revenue matching)
x8 = 3510. Fixed charge p/MPAN/day scaler (in Scaler)
x9 = 3307. Capacity charge p/kVA/day (total) (in Summary of charges before revenue matching)
x10 = 3510. Capacity charge p/kVA/day scaler (in Scaler)
x11 = 3307. Reactive power charge p/kVArh (in Summary of charges before revenue matching)
x12 = 3510. Reactive power charge p/kVArh scaler (in Scaler)
Kind: | Calculation | Calculation | Calculation | Calculation | Calculation | Calculation
Formula: | =x1+x2 | =x3+x4 | =x5+x6 | =x7+x8 | =x9+x10 | =x11+x12
| Unit rate 1 p/kWh | Unit rate 2 p/kWh | Unit rate 3 p/kWh | Fixed charge p/MPAN/day | Capacity charge p/kVA/day | Reactive power charge p/kVArh
Domestic Unrestricted | 2.8872 |  |  | 3.4191
Domestic Two Rate | 2.9923 | 0.29082 |  | 3.4191
Domestic Off Peak (related MPAN) | 0.30413
Small Non Domestic Unrestricted | 2.412 |  |  | 3.4168
Small Non Domestic Two Rate | 2.5534 | 0.25086 |  | 3.4168
Small Non Domestic Off Peak (related MPAN) | 0.25162
LV Medium Non-Domestic | 2.4479 | 0.22498 |  | 24.1978
LV Sub Medium Non-Domestic | 2.0696 | 0.18594 |  | 57.0844
HV Medium Non-Domestic | 1.4403 | 0.12341 |  | 254.6668
LV HH Metered | 11.5372 | 0.94147 | 0.14159 | 11.9307 | 3.3451 | 0.31605
LV Sub HH Metered | 11.5468 | 0.88965 | 0.13672 | 34.941 | 3.2941 | 0.29682
HV HH Metered | 8.8227 | 0.60819 | 0.097665 | 102.6015 | 3.1905 | 0.2062
HV Sub HH Metered | 7.2069 | 0.452 | 0.075524 | 134.6584 | 2.2544 | 0.17503
NHH UMS category A | 2.7189
NHH UMS category B | 3.1827
NHH UMS category C | 4.5866
NHH UMS category D | 2.4393
LV UMS (Pseudo HH Metered) | 42.5079 | 2.4708 | 1.6217
LV Generation NHH | -0.89799 |  |  | 0
LV Sub Generation NHH | -0.70017 |  |  | 0
LV Generation Intermittent | -0.89799 |  |  | 0 |  | 0.22857
LV Generation Non-Intermittent | -8.9067 | -0.93064 | -0.129 | 0 |  | 0.22857
LV Sub Generation Intermittent | -0.70017 |  |  | 0 |  | 0.18452
LV Sub Generation Non-Intermittent | -7.0015 | -0.71585 | -0.099971 | 0 |  | 0.18452
HV Generation Intermittent | -0.44368 |  |  | 6.3623 |  | 0.12506
HV Generation Non-Intermittent | -4.5465 | -0.43472 | -0.062165 | 6.3623 |  | 0.12506
HV Sub Generation Intermittent | -0.29388 |  |  | 6.3623 |  | 0.070063
HV Sub Generation Non-Intermittent | -3.1114 | -0.27075 | -0.040099 | 6.3623 |  | 0.070063
3602. Decimal places
| Unit rate 1 p/kWh | Unit rate 2 p/kWh | Unit rate 3 p/kWh | Fixed charge p/MPAN/day | Capacity charge p/kVA/day | Reactive power charge p/kVArh
Decimal places | 3 | 3 | 3 | 2 | 2 | 3
3603. Tariff rounding
Data sources:
x1 = 3601. Unit rate 1 p/kWh before rounding (in Tariffs before rounding)
x2 = 3602. Unit rate 1 p/kWh decimal places (in Decimal places)
x3 = 3601. Unit rate 2 p/kWh before rounding (in Tariffs before rounding)
x4 = 3602. Unit rate 2 p/kWh decimal places (in Decimal places)
x5 = 3601. Unit rate 3 p/kWh before rounding (in Tariffs before rounding)
x6 = 3602. Unit rate 3 p/kWh decimal places (in Decimal places)
x7 = 3601. Fixed charge p/MPAN/day before rounding (in Tariffs before rounding)
x8 = 3602. Fixed charge p/MPAN/day decimal places (in Decimal places)
x9 = 3601. Capacity charge p/kVA/day before rounding (in Tariffs before rounding)
x10 = 3602. Capacity charge p/kVA/day decimal places (in Decimal places)
x11 = 3601. Reactive power charge p/kVArh before rounding (in Tariffs before rounding)
x12 = 3602. Reactive power charge p/kVArh decimal places (in Decimal places)
Kind: | Calculation | Calculation | Calculation | Calculation | Calculation | Calculation
Formula: | =ROUND(x1,x2)-x1 | =ROUND(x3,x4)-x3 | =ROUND(x5,x6)-x5 | =ROUND(x7,x8)-x7 | =ROUND(x9,x10)-x9 | =ROUND(x11,x12)-x11
| Unit rate 1 p/kWh | Unit rate 2 p/kWh | Unit rate 3 p/kWh | Fixed charge p/MPAN/day | Capacity charge p/kVA/day | Reactive power charge p/kVArh
Domestic Unrestricted | -0.00018682 |  |  | 0.00086638
Domestic Two Rate | -0.00033778 | 0.00017551 |  | 0.00086638
Domestic Off Peak (related MPAN) | -0.00013153
Small Non Domestic Unrestricted | 2.1479e-05 |  |  | 0.0031509
Small Non Domestic Two Rate | -0.00040926 | 0.00014466 |  | 0.0031509
Small Non Domestic Off Peak (related MPAN) | 0.00038122
LV Medium Non-Domestic | 0.00010744 | 1.6082e-05 |  | 0.0022307
LV Sub Medium Non-Domestic | 0.00043642 | 5.8698e-05 |  | -0.0043989
HV Medium Non-Domestic | -0.00026657 | -0.00040551 |  | 0.0032485
LV HH Metered | -0.0001595 | -0.00046753 | 0.00040739 | -0.00066949 | 0.0049216 | -5.0996e-05
LV Sub HH Metered | 0.00016054 | 0.00035212 | 0.00028449 | -0.0010416 | -0.0041165 | 0.00017728
HV HH Metered | 0.00029712 | -0.00018963 | 0.00033509 | -0.0014731 | -0.0004893 | -0.00019773
HV Sub HH Metered | 6.1694e-05 | 9.3764e-07 | 0.00047625 | 0.0016346 | -0.0043585 | -3.0688e-05
NHH UMS category A | 9.4732e-05
NHH UMS category B | 0.00033291
NHH UMS category C | 0.00039714
NHH UMS category D | -0.00032613
LV UMS (Pseudo HH Metered) | 8.0509e-05 | 0.00016006 | 0.00033138
LV Generation NHH | -8.3701e-06 |  |  | 0
LV Sub Generation NHH | 0.00017187 |  |  | 0
LV Generation Intermittent | -8.3701e-06 |  |  | 0 |  | 0.00043207
LV Generation Non-Intermittent | -0.00034355 | -0.00035577 | 2.0057e-06 | 0 |  | 0.00043207
LV Sub Generation Intermittent | 0.00017187 |  |  | 0 |  | 0.00048008
LV Sub Generation Non-Intermittent | 0.00046632 | -0.0001491 | -2.8679e-05 | 0 |  | 0.00048008
HV Generation Intermittent | -0.00032119 |  |  | -0.0022622 |  | -6.3756e-05
HV Generation Non-Intermittent | 0.00048833 | -0.00027987 | 0.00016541 | -0.0022622 |  | -6.3756e-05
HV Sub Generation Intermittent | -0.00012313 |  |  | -0.0022622 |  | -6.296e-05
HV Sub Generation Non-Intermittent | 0.00038525 | -0.00024756 | 9.9291e-05 | -0.0022622 |  | -6.296e-05
3604. All the way tariffs
Data sources:
x1 = 3601. Unit rate 1 p/kWh before rounding (in Tariffs before rounding)
x2 = 3603. Unit rate 1 p/kWh rounding (in Tariff rounding)
x3 = 3601. Unit rate 2 p/kWh before rounding (in Tariffs before rounding)
x4 = 3603. Unit rate 2 p/kWh rounding (in Tariff rounding)
x5 = 3601. Unit rate 3 p/kWh before rounding (in Tariffs before rounding)
x6 = 3603. Unit rate 3 p/kWh rounding (in Tariff rounding)
x7 = 3601. Fixed charge p/MPAN/day before rounding (in Tariffs before rounding)
x8 = 3603. Fixed charge p/MPAN/day rounding (in Tariff rounding)
x9 = 3601. Capacity charge p/kVA/day before rounding (in Tariffs before rounding)
x10 = 3603. Capacity charge p/kVA/day rounding (in Tariff rounding)
x11 = 3601. Reactive power charge p/kVArh before rounding (in Tariffs before rounding)
x12 = 3603. Reactive power charge p/kVArh rounding (in Tariff rounding)
Kind: | Calculation | Calculation | Calculation | Calculation | Calculation | Calculation
Formula: | =x1+x2 | =x3+x4 | =x5+x6 | =x7+x8 | =x9+x10 | =x11+x12
| Unit rate 1 p/kWh | Unit rate 2 p/kWh | Unit rate 3 p/kWh | Fixed charge p/MPAN/day | Capacity charge p/kVA/day | Reactive power charge p/kVArh
Domestic Unrestricted | 2.887 |  |  | 3.42
Domestic Two Rate | 2.992 | 0.291 |  | 3.42
Domestic Off Peak (related MPAN) | 0.304
Small Non Domestic Unrestricted | 2.412 |  |  | 3.42
Small Non Domestic Two Rate | 2.553 | 0.251 |  | 3.42
Small Non Domestic Off Peak (related MPAN) | 0.252
LV Medium Non-Domestic | 2.448 | 0.225 |  | 24.2
LV Sub Medium Non-Domestic | 2.07 | 0.186 |  | 57.08
HV Medium Non-Domestic | 1.44 | 0.123 |  | 254.67
LV HH Metered | 11.537 | 0.941 | 0.142 | 11.93 | 3.35 | 0.316
LV Sub HH Metered | 11.547 | 0.89 | 0.137 | 34.94 | 3.29 | 0.297
HV HH Metered | 8.823 | 0.608 | 0.098 | 102.6 | 3.19 | 0.206
HV Sub HH Metered | 7.207 | 0.452 | 0.076 | 134.66 | 2.25 | 0.175
NHH UMS category A | 2.719
NHH UMS category B | 3.183
NHH UMS category C | 4.587
NHH UMS category D | 2.439
LV UMS (Pseudo HH Metered) | 42.508 | 2.471 | 1.622
LV Generation NHH | -0.898 |  |  | 0
LV Sub Generation NHH | -0.7 |  |  | 0
LV Generation Intermittent | -0.898 |  |  | 0 |  | 0.229
LV Generation Non-Intermittent | -8.907 | -0.931 | -0.129 | 0 |  | 0.229
LV Sub Generation Intermittent | -0.7 |  |  | 0 |  | 0.185
LV Sub Generation Non-Intermittent | -7.001 | -0.716 | -0.1 | 0 |  | 0.185
HV Generation Intermittent | -0.444 |  |  | 6.36 |  | 0.125
HV Generation Non-Intermittent | -4.546 | -0.435 | -0.062 | 6.36 |  | 0.125
HV Sub Generation Intermittent | -0.294 |  |  | 6.36 |  | 0.07
HV Sub Generation Non-Intermittent | -3.111 | -0.271 | -0.04 | 6.36 |  | 0.07
3605. Net revenues by tariff from rounding
Data sources:
x1 = 1010. Days in the charging year (in Financial and general assumptions)
x2 = 3603. Fixed charge p/MPAN/day rounding (in Tariff rounding)
x3 = 2305. MPANs (in Equivalent volume for each end user)
x4 = 3603. Capacity charge p/kVA/day rounding (in Tariff rounding)
x5 = 2305. Import capacity (kVA) (in Equivalent volume for each end user)
x6 = 3603. Unit rate 1 p/kWh rounding (in Tariff rounding)
x7 = 2305. Rate 1 units (MWh) (in Equivalent volume for each end user)
x8 = 3603. Unit rate 2 p/kWh rounding (in Tariff rounding)
x9 = 2305. Rate 2 units (MWh) (in Equivalent volume for each end user)
x10 = 3603. Unit rate 3 p/kWh rounding (in Tariff rounding)
x11 = 2305. Rate 3 units (MWh) (in Equivalent volume for each end user)
x12 = 3603. Reactive power charge p/kVArh rounding (in Tariff rounding)
x13 = 2305. Reactive power units (MVArh) (in Equivalent volume for each end user)
Calculation =0.01*x1*(x2*x3+x4*x5)+10*(x6*x7+x8*x9+x10*x11+x12*x13)
Net revenues by tariff from rounding
Domestic Unrestricted | -7625.3722
Domestic Two Rate | -694.8022
Domestic Off Peak (related MPAN) | -38.263
Small Non Domestic Unrestricted | 1756.1271
Small Non Domestic Two Rate | -1693.9733
Small Non Domestic Off Peak (related MPAN) | 113.4595
LV Medium Non-Domestic | 1238.3048
LV Sub Medium Non-Domestic | 150.4259
HV Medium Non-Domestic | -32.6263
LV HH Metered | 13457.9846
LV Sub HH Metered | -5290.898
HV HH Metered | 3487.0706
HV Sub HH Metered | 0
NHH UMS category A | 40.8741
NHH UMS category B | 44.8758
NHH UMS category C | 0.0055389
NHH UMS category D | 0
LV UMS (Pseudo HH Metered) | 843.9012
LV Generation NHH | -0.07357
LV Sub Generation NHH | 0
LV Generation Intermittent | 5.7994
LV Generation Non-Intermittent | -0.29212
LV Sub Generation Intermittent | 0.3245
LV Sub Generation Non-Intermittent | 4.3072
HV Generation Intermittent | -370.8384
HV Generation Non-Intermittent | 334.9569
HV Sub Generation Intermittent | 0
HV Sub Generation Non-Intermittent | 0
3606. Revenue forecast summary
Data sources:
x1 = 3403. Total net revenues before matching (£) (in Revenue surplus or shortfall)
x2 = 3510. Net revenues by tariff from scaler (in Scaler)
x3 = 3605. Net revenues by tariff from rounding
x4 = Total net revenues before matching (£) (in Revenue forecast summary)
x5 = Total net revenues from scaler (£) (in Revenue forecast summary)
x6 = Total net revenues from rounding (£) (in Revenue forecast summary)
x7 = Total net revenues (£) (in Revenue forecast summary)
x8 = 3402. Target revenue (£/year)
Kind: | Copy cells | Cell summation | Cell summation | Calculation | Calculation
Formula: | =x1 | =SUM(x2) | =SUM(x3) | =x4+x5+x6 | =x7-x8
| Total net revenues before matching (£) | Total net revenues from scaler (£) | Total net revenues from rounding (£) | Total net revenues (£) | Deviation from target revenue (£)
Revenue forecast summary | 336509980.7732 | 145322707.2205 | 5731.2783 | 481838419.272 | 5731.2783
3607. Tariffs
Data sources:
x1 = 3604. Unit rate 1 p/kWh (in All the way tariffs)
x2 = 2304. Discount for each tariff (except for fixed charges) (in LDNO discounts and volumes adjusted for discount)
x3 = 3604. Unit rate 2 p/kWh (in All the way tariffs)
x4 = 3604. Unit rate 3 p/kWh (in All the way tariffs)
x5 = 3604. Fixed charge p/MPAN/day (in All the way tariffs)
x6 = 2304. Discount for each tariff for fixed charges only (in LDNO discounts and volumes adjusted for discount)
x7 = 3604. Capacity charge p/kVA/day (in All the way tariffs)
x8 = 3604. Reactive power charge p/kVArh (in All the way tariffs)
Kind: | Calculation | Calculation | Calculation | Calculation | Calculation | Calculation
Formula: | =ROUND(x1*(1-x2),3) | =ROUND(x3*(1-x2),3) | =ROUND(x4*(1-x2),3) | =ROUND(x5*(1-x6),2) | =ROUND(x7*(1-x2),2) | =ROUND(x8*(1-x2),3)
| Unit rate 1 p/kWh | Unit rate 2 p/kWh | Unit rate 3 p/kWh | Fixed charge p/MPAN/day | Capacity charge p/kVA/day | Reactive power charge p/kVArh
> Domestic Unrestricted
Domestic Unrestricted | 2.887 | 0 | 0 | 3.42 | 0 | 0
LDNO LV: Domestic Unrestricted | 1.947 | 0 | 0 | 2.31 | 0 | 0
LDNO HV: Domestic Unrestricted | 1.306 | 0 | 0 | 1.55 | 0 | 0
> Domestic Two Rate
Domestic Two Rate | 2.992 | 0.291 | 0 | 3.42 | 0 | 0
LDNO LV: Domestic Two Rate | 2.018 | 0.196 | 0 | 2.31 | 0 | 0
LDNO HV: Domestic Two Rate | 1.353 | 0.132 | 0 | 1.55 | 0 | 0
> Domestic Off Peak (related MPAN)
Domestic Off Peak (related MPAN) | 0.304 | 0 | 0 | 0 | 0 | 0
LDNO LV: Domestic Off Peak (related MPAN) | 0.205 | 0 | 0 | 0 | 0 | 0
LDNO HV: Domestic Off Peak (related MPAN) | 0.137 | 0 | 0 | 0 | 0 | 0
> Small Non Domestic Unrestricted
Small Non Domestic Unrestricted | 2.412 | 0 | 0 | 3.42 | 0 | 0
LDNO LV: Small Non Domestic Unrestricted | 1.627 | 0 | 0 | 2.31 | 0 | 0
LDNO HV: Small Non Domestic Unrestricted | 1.091 | 0 | 0 | 1.55 | 0 | 0
> Small Non Domestic Two Rate
Small Non Domestic Two Rate | 2.553 | 0.251 | 0 | 3.42 | 0 | 0
LDNO LV: Small Non Domestic Two Rate | 1.722 | 0.169 | 0 | 2.31 | 0 | 0
LDNO HV: Small Non Domestic Two Rate | 1.155 | 0.114 | 0 | 1.55 | 0 | 0
> Small Non Domestic Off Peak (related MPAN)
Small Non Domestic Off Peak (related MPAN) | 0.252 | 0 | 0 | 0 | 0 | 0
LDNO LV: Small Non Domestic Off Peak (related MPAN) | 0.17 | 0 | 0 | 0 | 0 | 0
LDNO HV: Small Non Domestic Off Peak (related MPAN) | 0.114 | 0 | 0 | 0 | 0 | 0
> LV Medium Non-Domestic
LV Medium Non-Domestic | 2.448 | 0.225 | 0 | 24.2 | 0 | 0
LDNO LV: LV Medium Non-Domestic | 1.651 | 0.152 | 0 | 16.32 | 0 | 0
LDNO HV: LV Medium Non-Domestic | 1.107 | 0.102 | 0 | 10.94 | 0 | 0
> LV Sub Medium Non-Domestic
LV Sub Medium Non-Domestic | 2.07 | 0.186 | 0 | 57.08 | 0 | 0
> HV Medium Non-Domestic
HV Medium Non-Domestic | 1.44 | 0.123 | 0 | 254.67 | 0 | 0
> LV HH Metered
LV HH Metered | 11.537 | 0.941 | 0.142 | 11.93 | 3.35 | 0.316
LDNO LV: LV HH Metered | 7.782 | 0.635 | 0.096 | 8.05 | 2.26 | 0.213
LDNO HV: LV HH Metered | 5.218 | 0.426 | 0.064 | 5.4 | 1.52 | 0.143
> LV Sub HH Metered
LV Sub HH Metered | 11.547 | 0.89 | 0.137 | 34.94 | 3.29 | 0.297
LDNO HV: LV Sub HH Metered | 7.974 | 0.615 | 0.095 | 24.13 | 2.27 | 0.205
> HV HH Metered
HV HH Metered | 8.823 | 0.608 | 0.098 | 102.6 | 3.19 | 0.206
LDNO HV: HV HH Metered | 7.118 | 0.491 | 0.079 | 82.78 | 2.57 | 0.166
> HV Sub HH Metered
HV Sub HH Metered | 7.207 | 0.452 | 0.076 | 134.66 | 2.25 | 0.175
> NHH UMS category A
NHH UMS category A | 2.719 | 0 | 0 | 0 | 0 | 0
LDNO LV: NHH UMS category A | 1.834 | 0 | 0 | 0 | 0 | 0
LDNO HV: NHH UMS category A | 1.23 | 0 | 0 | 0 | 0 | 0
> NHH UMS category B
NHH UMS category B | 3.183 | 0 | 0 | 0 | 0 | 0
LDNO LV: NHH UMS category B | 2.147 | 0 | 0 | 0 | 0 | 0
LDNO HV: NHH UMS category B | 1.439 | 0 | 0 | 0 | 0 | 0
> NHH UMS category C
NHH UMS category C | 4.587 | 0 | 0 | 0 | 0 | 0
LDNO LV: NHH UMS category C | 3.094 | 0 | 0 | 0 | 0 | 0
LDNO HV: NHH UMS category C | 2.074 | 0 | 0 | 0 | 0 | 0
> NHH UMS category D
NHH UMS category D | 2.439 | 0 | 0 | 0 | 0 | 0
LDNO LV: NHH UMS category D | 1.645 | 0 | 0 | 0 | 0 | 0
LDNO HV: NHH UMS category D | 1.103 | 0 | 0 | 0 | 0 | 0
> LV UMS (Pseudo HH Metered)
LV UMS (Pseudo HH Metered) | 42.508 | 2.471 | 1.622 | 0 | 0 | 0
LDNO LV: LV UMS (Pseudo HH Metered) | 28.672 | 1.667 | 1.094 | 0 | 0 | 0
LDNO HV: LV UMS (Pseudo HH Metered) | 19.224 | 1.117 | 0.734 | 0 | 0 | 0
> LV Generation NHH
LV Generation NHH | -0.898 | 0 | 0 | 0 | 0 | 0
LDNO LV: LV Generation NHH | -0.898 | 0 | 0 | 0 | 0 | 0
LDNO HV: LV Generation NHH | -0.898 | 0 | 0 | 0 | 0 | 0
> LV Sub Generation NHH
LV Sub Generation NHH | -0.7 | 0 | 0 | 0 | 0 | 0
LDNO HV: LV Sub Generation NHH | -0.7 | 0 | 0 | 0 | 0 | 0
> LV Generation Intermittent
LV Generation Intermittent | -0.898 | 0 | 0 | 0 | 0 | 0.229
LDNO LV: LV Generation Intermittent | -0.898 | 0 | 0 | 0 | 0 | 0.229
LDNO HV: LV Generation Intermittent | -0.898 | 0 | 0 | 0 | 0 | 0.229
> LV Generation Non-Intermittent
LV Generation Non-Intermittent | -8.907 | -0.931 | -0.129 | 0 | 0 | 0.229
LDNO LV: LV Generation Non-Intermittent | -8.907 | -0.931 | -0.129 | 0 | 0 | 0.229
LDNO HV: LV Generation Non-Intermittent | -8.907 | -0.931 | -0.129 | 0 | 0 | 0.229
> LV Sub Generation Intermittent
LV Sub Generation Intermittent | -0.7 | 0 | 0 | 0 | 0 | 0.185
LDNO HV: LV Sub Generation Intermittent | -0.7 | 0 | 0 | 0 | 0 | 0.185
> LV Sub Generation Non-Intermittent
LV Sub Generation Non-Intermittent | -7.001 | -0.716 | -0.1 | 0 | 0 | 0.185
LDNO HV: LV Sub Generation Non-Intermittent | -7.001 | -0.716 | -0.1 | 0 | 0 | 0.185
> HV Generation Intermittent
HV Generation Intermittent | -0.444 | 0 | 0 | 6.36 | 0 | 0.125
LDNO HV: HV Generation Intermittent | -0.444 | 0 | 0 | 0 | 0 | 0.125
> HV Generation Non-Intermittent
HV Generation Non-Intermittent | -4.546 | -0.435 | -0.062 | 6.36 | 0 | 0.125
LDNO HV: HV Generation Non-Intermittent | -4.546 | -0.435 | -0.062 | 0 | 0 | 0.125
> HV Sub Generation Intermittent
HV Sub Generation Intermittent | -0.294 | 0 | 0 | 6.36 | 0 | 0.07
> HV Sub Generation Non-Intermittent
HV Sub Generation Non-Intermittent | -3.111 | -0.271 | -0.04 | 6.36 | 0 | 0.07

## CData
r6140: Additional calculations for tariff comparisons for Electricity North West in 2013/14 (April 2013 Indicative)
This sheet is for information only. It can be deleted without affecting any calculations elsewhere in the model.
4001. Revenues under current tariffs (£)
Data sources:
x1 = 1201. Current revenues if known (£) (in Current tariff information)
x2 = 1010. Days in the charging year (in Financial and general assumptions)
x3 = 1201. Current Fixed charge p/MPAN/day (in Current tariff information)
x4 = 1053. MPANs by tariff (in Volume forecasts for the charging year)
x5 = 1201. Current Capacity charge p/kVA/day (in Current tariff information)
x6 = 1053. Import capacity (kVA) by tariff (in Volume forecasts for the charging year)
x7 = 1201. Current Unit rate 1 p/kWh (in Current tariff information)
x8 = 1053. Rate 1 units (MWh) by tariff (in Volume forecasts for the charging year)
x9 = 1201. Current Unit rate 2 p/kWh (in Current tariff information)
x10 = 1053. Rate 2 units (MWh) by tariff (in Volume forecasts for the charging year)
x11 = 1201. Current Unit rate 3 p/kWh (in Current tariff information)
x12 = 1053. Rate 3 units (MWh) by tariff (in Volume forecasts for the charging year)
x13 = 1201. Current Reactive power charge p/kVArh (in Current tariff information)
x14 = 1053. Reactive power units (MVArh) by tariff (in Volume forecasts for the charging year)
Calculation =IF(x1,x1,0.01*x2*(x3*x4+x5*x6)+10*(x7*x8+x9*x10+x11*x12+x13*x14))
Revenues under current tariffs (£)
Domestic Unrestricted | 211776462.3805
Domestic Two Rate | 23094152.9596
Domestic Off Peak (related MPAN) | 73015.2429
Small Non Domestic Unrestricted | 37905386.9467
Small Non Domestic Two Rate | 14090711.6707
Small Non Domestic Off Peak (related MPAN) | 66667.2405
LV Medium Non-Domestic | 21754324.6272
LV Sub Medium Non-Domestic | 651183.4966
HV Medium Non-Domestic | 150585.8975
LV HH Metered | 24967497.724
LV Sub HH Metered | 21072646.7973
HV HH Metered | 57179576.2428
HV Sub HH Metered | 0
NHH UMS category A | 1319875.3422
NHH UMS category B | 410565.1469
NHH UMS category C | 42.664
NHH UMS category D | 0
LV UMS (Pseudo HH Metered) | 8224885.3359
4002. All-the-way volumes
Data sources:
x1 = 1053. Rate 1 units (MWh) by tariff (in Volume forecasts for the charging year)
x2 = 1053. Rate 2 units (MWh) by tariff (in Volume forecasts for the charging year)
x3 = 1053. Rate 3 units (MWh) by tariff (in Volume forecasts for the charging year)
x4 = 1053. MPANs by tariff (in Volume forecasts for the charging year)
x5 = 1053. Import capacity (kVA) by tariff (in Volume forecasts for the charging year)
x6 = 1053. Reactive power units (MVArh) by tariff (in Volume forecasts for the charging year)
x7 = 3802. All units (MWh) (in Revenue summary)
Kind: | Copy cells | Copy cells | Copy cells | Copy cells | Copy cells | Copy cells | Copy cells
Formula: | = x1 | = x2 | = x3 | = x4 | = x5 | = x6 | = x7
| Rate 1 units (MWh) | Rate 2 units (MWh) | Rate 3 units (MWh) | MPANs | Import capacity (kVA) | Reactive power units (MVArh) | All units (MWh)
Domestic Unrestricted | 7399575.6677 | 0 | 0 | 1966268.3959 | 0 | 0 | 7399575.6677
Domestic Two Rate | 672421.3915 | 550720.3386 | 0 | 193198.5047 | 0 | 0 | 1223141.7302
Domestic Off Peak (related MPAN) | 29089.7382 | 0 | 0 | 7812.8719 | 0 | 0 | 29089.7382
Small Non Domestic Unrestricted | 1773367.1718 | 0 | 0 | 119240.625 | 0 | 0 | 1773367.1718
Small Non Domestic Two Rate | 580219.8807 | 225877.3992 | 0 | 30821.3139 | 0 | 0 | 806097.2799
Small Non Domestic Off Peak (related MPAN) | 29762.1609 | 0 | 0 | 4537.4439 | 0 | 0 | 29762.1609
LV Medium Non-Domestic | 1029276.3014 | 253869.7108 | 0 | 11223.9828 | 0 | 0 | 1283146.0122
LV Sub Medium Non-Domestic | 34485.9618 | 9407.0687 | 0 | 348.7533 | 0 | 0 | 43893.0305
HV Medium Non-Domestic | 8641.9162 | 2565.3354 | 0 | 68.5556 | 0 | 0 | 11207.2515
LV HH Metered | 115710.0414 | 661020.2533 | 808010.3354 | 4948.4112 | 752209.7968 | 116363.0644 | 1584740.6301
LV Sub HH Metered | 93144.0428 | 545943.1064 | 688947.0248 | 1830.2775 | 631754.0139 | 99562.5146 | 1328034.174
HV HH Metered | 348070.4656 | 1911997.1742 | 2977880.4572 | 1964.4375 | 1834857.0807 | 309733.7512 | 5237948.097
HV Sub HH Metered | 0 | 0 | 0 | 0 | 0 | 0 | 0
NHH UMS category A | 43147.2815 | 0 | 0 | 248 | 0 | 0 | 43147.2815
NHH UMS category B | 13421.5478 | 0 | 0 | 401 | 0 | 0 | 13421.5478
NHH UMS category C | 1.3947 | 0 | 0 | 1 | 0 | 0 | 1.3947
NHH UMS category D | 0 | 0 | 0 | 0 | 0 | 0 | 0
LV UMS (Pseudo HH Metered) | 9424.2316 | 33565.9732 | 236161.07 | 23 | 0 | 0 | 279151.2747
LV Generation NHH | 878.9628 | 0 | 0 | 51 | 0 | 0 | 878.9628
LV Sub Generation NHH | 0 | 0 | 0 | 0 | 0 | 0 | 0
LV Generation Intermittent | 3907.8049 | 0 | 0 | 39 | 0 | 1417.9368 | 3907.8049
LV Generation Non-Intermittent | 38.187 | 77.6749 | 115.0782 | 6 | 0 | 26.1763 | 230.9401
LV Sub Generation Intermittent | 162.8025 | 0 | 0 | 3 | 0 | 9.3101 | 162.8025
LV Sub Generation Non-Intermittent | 191.5877 | 148.8503 | 129.9835 | 9 | 0 | 765.0903 | 470.4215
HV Generation Intermittent | 113862.3535 | 0 | 0 | 33 | 0 | 7606.1688 | 113862.3535
HV Generation Non-Intermittent | 30117.8778 | 148032.7248 | 369275.9854 | 97 | 0 | 12285.0498 | 547426.588
HV Sub Generation Intermittent | 0 | 0 | 0 | 0 | 0 | 0 | 0
HV Sub Generation Non-Intermittent | 0 | 0 | 0 | 0 | 0 | 0 | 0
4003. Normalised to
Normalised to
Domestic Unrestricted | = x1: MPAN
Domestic Two Rate | = x1: MPAN
Domestic Off Peak (related MPAN) | = x1: MPAN
Small Non Domestic Unrestricted | = x1: MPAN
Small Non Domestic Two Rate | = x1: MPAN
Small Non Domestic Off Peak (related MPAN) | = x1: MPAN
LV Medium Non-Domestic | = x1: MPAN
LV Sub Medium Non-Domestic | = x1: MPAN
HV Medium Non-Domestic | = x1: MPAN
LV HH Metered | = x1: kVA
LV Sub HH Metered | = x1: kVA
HV HH Metered | = x1: kVA
HV Sub HH Metered | = x1: kVA
NHH UMS category A | = x1: MWh
NHH UMS category B | = x1: MWh
NHH UMS category C | = x1: MWh
NHH UMS category D | = x1: MWh
LV UMS (Pseudo HH Metered) | = x1: MWh
LV Generation NHH | = x1: MWh
LV Sub Generation NHH | = x1: MWh
LV Generation Intermittent | = x1: MWh
LV Generation Non-Intermittent | = x1: MWh
LV Sub Generation Intermittent | = x1: MWh
LV Sub Generation Non-Intermittent | = x1: MWh
HV Generation Intermittent | = x1: MWh
HV Generation Non-Intermittent | = x1: MWh
HV Sub Generation Intermittent | = x1: MWh
HV Sub Generation Non-Intermittent | = x1: MWh
4004. Normalised volumes for comparisons
Data sources:
x1 = 4002. Rate 1 units (MWh) by tariff (in Volume forecasts for the charging year) (in All-the-way volumes)
x2 = 4003. Normalised to
x3 = 4002. Import capacity (kVA) by tariff (in Volume forecasts for the charging year) (in All-the-way volumes)
x4 = 4002. MPANs by tariff (in Volume forecasts for the charging year) (in All-the-way volumes)
x5 = 4002. All units (MWh) (in Revenue summary) (in All-the-way volumes)
x6 = 4002. Rate 2 units (MWh) by tariff (in Volume forecasts for the charging year) (in All-the-way volumes)
x7 = 4002. Rate 3 units (MWh) by tariff (in Volume forecasts for the charging year) (in All-the-way volumes)
x8 = 4002. Reactive power units (MVArh) by tariff (in Volume forecasts for the charging year) (in All-the-way volumes)
x9 = 1010. Days in the charging year (in Financial and general assumptions)
x10 = 3607. Fixed charge p/MPAN/day (in Tariffs)
x11 = Normalised MPANs (in Normalised volumes for comparisons)
x12 = 3607. Capacity charge p/kVA/day (in Tariffs)
x13 = Normalised Import capacity (kVA) (in Normalised volumes for comparisons)
x14 = 3607. Unit rate 1 p/kWh (in Tariffs)
x15 = Normalised Rate 1 units (MWh) (in Normalised volumes for comparisons)
x16 = 3607. Unit rate 2 p/kWh (in Tariffs)
x17 = Normalised Rate 2 units (MWh) (in Normalised volumes for comparisons)
x18 = 3607. Unit rate 3 p/kWh (in Tariffs)
x19 = Normalised Rate 3 units (MWh) (in Normalised volumes for comparisons)
x20 = 3607. Reactive power charge p/kVArh (in Tariffs)
x21 = Normalised Reactive power units (MVArh) (in Normalised volumes for comparisons)
Kind: | Calculation | Calculation | Calculation | Calculation | Calculation | Calculation | Calculation
Formula: | =x1/IF(x2="kVA",IF(x3,x3,1),IF(x2="MPAN",IF(x4,x4,1),IF(x5,x5,1))) | =x6/IF(x2="kVA",IF(x3,x3,1),IF(x2="MPAN",IF(x4,x4,1),IF(x5,x5,1))) | =x7/IF(x2="kVA",IF(x3,x3,1),IF(x2="MPAN",IF(x4,x4,1),IF(x5,x5,1))) | =x4/IF(x2="kVA",IF(x3,x3,1),IF(x2="MPAN",IF(x4,x4,1),IF(x5,x5,1))) | =x3/IF(x2="kVA",IF(x3,x3,1),IF(x2="MPAN",IF(x4,x4,1),IF(x5,x5,1))) | =x8/IF(x2="kVA",IF(x3,x3,1),IF(x2="MPAN",IF(x4,x4,1),IF(x5,x5,1))) | =0.01*x9*(x10*x11+x12*x13)+10*(x14*x15+x16*x17+x18*x19+x20*x21)
| Normalised Rate 1 units (MWh) | Normalised Rate 2 units (MWh) | Normalised Rate 3 units (MWh) | Normalised MPANs | Normalised Import capacity (kVA) | Normalised Reactive power units (MVArh) | Normalised revenues (£)
Domestic Unrestricted
Domestic Unrestricted | 3.7633 | 0 | 0 | 1 | 0 | 0 | 121.1283
LDNO LV: Domestic Unrestricted | 3.7633 | 0 | 0 | 1 | 0 | 0 | 81.7021
LDNO HV: Domestic Unrestricted | 3.7633 | 0 | 0 | 1 | 0 | 0 | 54.8057
Domestic Two Rate
Domestic Two Rate | 3.4805 | 2.8505 | 0 | 1 | 0 | 0 | 124.9137
LDNO LV: Domestic Two Rate | 3.4805 | 2.8505 | 0 | 1 | 0 | 0 | 84.2544
LDNO HV: Domestic Two Rate | 3.4805 | 2.8505 | 0 | 1 | 0 | 0 | 56.511
Domestic Off Peak (related MPAN)
Domestic Off Peak (related MPAN) | 3.7233 | 0 | 0 | 1 | 0 | 0 | 11.3189
LDNO LV: Domestic Off Peak (related MPAN) | 3.7233 | 0 | 0 | 1 | 0 | 0 | 7.6328
LDNO HV: Domestic Off Peak (related MPAN) | 3.7233 | 0 | 0 | 1 | 0 | 0 | 5.1009
Small Non Domestic Unrestricted
Small Non Domestic Unrestricted | 14.8722 | 0 | 0 | 1 | 0 | 0 | 371.1998
LDNO LV: Small Non Domestic Unrestricted | 14.8722 | 0 | 0 | 1 | 0 | 0 | 250.4018
LDNO HV: Small Non Domestic Unrestricted | 14.8722 | 0 | 0 | 1 | 0 | 0 | 167.9129
Small Non Domestic Two Rate
Small Non Domestic Two Rate | 18.8253 | 7.3286 | 0 | 1 | 0 | 0 | 511.4872
LDNO LV: Small Non Domestic Two Rate | 18.8253 | 7.3286 | 0 | 1 | 0 | 0 | 344.9882
LDNO HV: Small Non Domestic Two Rate | 18.8253 | 7.3286 | 0 | 1 | 0 | 0 | 231.4441
Small Non Domestic Off Peak (related MPAN)
Small Non Domestic Off Peak (related MPAN) | 6.5592 | 0 | 0 | 1 | 0 | 0 | 16.5293
LDNO LV: Small Non Domestic Off Peak (related MPAN) | 6.5592 | 0 | 0 | 1 | 0 | 0 | 11.1507
LDNO HV: Small Non Domestic Off Peak (related MPAN) | 6.5592 | 0 | 0 | 1 | 0 | 0 | 7.4775
LV Medium Non-Domestic
LV Medium Non-Domestic | 91.7033 | 22.6185 | 0 | 1 | 0 | 0 | 2384.1185
LDNO LV: LV Medium Non-Domestic | 91.7033 | 22.6185 | 0 | 1 | 0 | 0 | 1607.9697
LDNO HV: LV Medium Non-Domestic | 91.7033 | 22.6185 | 0 | 1 | 0 | 0 | 1078.1574
LV Sub Medium Non-Domestic
LV Sub Medium Non-Domestic | 98.8835 | 26.9734 | 0 | 1 | 0 | 0 | 2305.4017
HV Medium Non-Domestic
HV Medium Non-Domestic | 126.0571 | 37.4198 | 0 | 1 | 0 | 0 | 2790.7944
LV HH Metered
LV HH Metered | 0.15383 | 0.87877 | 1.0742 | 0.0065785 | 1 | 0.15469 | 40.5444
LDNO LV: LV HH Metered | 0.15383 | 0.87877 | 1.0742 | 0.0065785 | 1 | 0.15469 | 27.354
LDNO HV: LV HH Metered | 0.15383 | 0.87877 | 1.0742 | 0.0065785 | 1 | 0.15469 | 18.3566
LV Sub HH Metered
LV Sub HH Metered | 0.14744 | 0.86417 | 1.0905 | 0.0028971 | 1 | 0.1576 | 39.0558
LDNO HV: LV Sub HH Metered | 0.14744 | 0.86417 | 1.0905 | 0.0028971 | 1 | 0.1576 | 26.971
HV HH Metered
HV HH Metered | 0.1897 | 1.042 | 1.6229 | 0.0010706 | 1 | 0.16881 | 37.0554
LDNO HV: HV HH Metered | 0.1897 | 1.042 | 1.6229 | 0.0010706 | 1 | 0.16881 | 29.8855
HV Sub HH Metered
HV Sub HH Metered | 0 | 0 | 0 | 0 | 0 | 0 | 0
NHH UMS category A
NHH UMS category A | 1 | 0 | 0 | 0.0057478 | 0 | 0 | 27.19
LDNO LV: NHH UMS category A | 1 | 0 | 0 | 0.0057478 | 0 | 0 | 18.34
LDNO HV: NHH UMS category A | 1 | 0 | 0 | 0.0057478 | 0 | 0 | 12.3
NHH UMS category B
NHH UMS category B | 1 | 0 | 0 | 0.029877 | 0 | 0 | 31.83
LDNO LV: NHH UMS category B | 1 | 0 | 0 | 0.029877 | 0 | 0 | 21.47
LDNO HV: NHH UMS category B | 1 | 0 | 0 | 0.029877 | 0 | 0 | 14.39
NHH UMS category C
NHH UMS category C | 1 | 0 | 0 | 0.717 | 0 | 0 | 45.87
LDNO LV: NHH UMS category C | 1 | 0 | 0 | 0.717 | 0 | 0 | 30.94
LDNO HV: NHH UMS category C | 1 | 0 | 0 | 0.717 | 0 | 0 | 20.74
NHH UMS category D
NHH UMS category D | 0 | 0 | 0 | 0 | 0 | 0 | 0
LDNO LV: NHH UMS category D | 0 | 0 | 0 | 0 | 0 | 0 | 0
LDNO HV: NHH UMS category D | 0 | 0 | 0 | 0 | 0 | 0 | 0
LV UMS (Pseudo HH Metered)
LV UMS (Pseudo HH Metered) | 0.03376 | 0.12024 | 0.846 | 8.2393e-05 | 0 | 0 | 31.0441
LDNO LV: LV UMS (Pseudo HH Metered) | 0.03376 | 0.12024 | 0.846 | 8.2393e-05 | 0 | 0 | 20.9394
LDNO HV: LV UMS (Pseudo HH Metered) | 0.03376 | 0.12024 | 0.846 | 8.2393e-05 | 0 | 0 | 14.0428
LV Generation NHH
LV Generation NHH | 1 | 0 | 0 | 0.058023 | 0 | 0 | -8.98
LDNO LV: LV Generation NHH | 1 | 0 | 0 | 0.058023 | 0 | 0 | -8.98
LDNO HV: LV Generation NHH | 1 | 0 | 0 | 0.058023 | 0 | 0 | -8.98
LV Sub Generation NHH
LV Sub Generation NHH | 0 | 0 | 0 | 0 | 0 | 0 | 0
LDNO HV: LV Sub Generation NHH | 0 | 0 | 0 | 0 | 0 | 0 | 0
LV Generation Intermittent
LV Generation Intermittent | 1 | 0 | 0 | 0.00998 | 0 | 0.36285 | -8.1491
LDNO LV: LV Generation Intermittent | 1 | 0 | 0 | 0.00998 | 0 | 0.36285 | -8.1491
LDNO HV: LV Generation Intermittent | 1 | 0 | 0 | 0.00998 | 0 | 0.36285 | -8.1491
LV Generation Non-Intermittent
LV Generation Non-Intermittent | 0.16535 | 0.33634 | 0.4983 | 0.025981 | 0 | 0.11335 | -18.2427
LDNO LV: LV Generation Non-Intermittent | 0.16535 | 0.33634 | 0.4983 | 0.025981 | 0 | 0.11335 | -18.2427
LDNO HV: LV Generation Non-Intermittent | 0.16535 | 0.33634 | 0.4983 | 0.025981 | 0 | 0.11335 | -18.2427
LV Sub Generation Intermittent
LV Sub Generation Intermittent | 1 | 0 | 0 | 0.018427 | 0 | 0.057187 | -6.8942
LDNO HV: LV Sub Generation Intermittent | 1 | 0 | 0 | 0.018427 | 0 | 0.057187 | -6.8942
LV Sub Generation Non-Intermittent
LV Sub Generation Non-Intermittent | 0.40727 | 0.31642 | 0.27631 | 0.019132 | 0 | 1.6264 | -28.0459
LDNO HV: LV Sub Generation Non-Intermittent | 0.40727 | 0.31642 | 0.27631 | 0.019132 | 0 | 1.6264 | -28.0459
HV Generation Intermittent
HV Generation Intermittent | 1 | 0 | 0 | 0.00028982 | 0 | 0.066801 | -4.3498
LDNO HV: HV Generation Intermittent | 1 | 0 | 0 | 0.00028982 | 0 | 0.066801 | -4.3565
HV Generation Non-Intermittent
HV Generation Non-Intermittent | 0.055017 | 0.27042 | 0.67457 | 0.00017719 | 0 | 0.022441 | -4.0635
LDNO HV: HV Generation Non-Intermittent | 0.055017 | 0.27042 | 0.67457 | 0.00017719 | 0 | 0.022441 | -4.0676
HV Sub Generation Intermittent
HV Sub Generation Intermittent | 0 | 0 | 0 | 0 | 0 | 0 | 0
HV Sub Generation Non-Intermittent
HV Sub Generation Non-Intermittent | 0 | 0 | 0 | 0 | 0 | 0 | 0
4005. LDNO LV charges (normalised £)
Data sources:
x1 = 4004. Normalised revenues (£) (in Normalised volumes for comparisons)
Copy cells = x1
LDNO LV charges (normalised £)
LDNO LV: Domestic Unrestricted | = x1: 81.7021
LDNO LV: Domestic Two Rate | = x1: 84.2544
LDNO LV: Domestic Off Peak (related MPAN) | = x1: 7.6328
LDNO LV: Small Non Domestic Unrestricted | = x1: 250.4018
LDNO LV: Small Non Domestic Two Rate | = x1: 344.9882
LDNO LV: Small Non Domestic Off Peak (related MPAN) | = x1: 11.1507
LDNO LV: LV Medium Non-Domestic | = x1: 1607.9697
LDNO LV: LV HH Metered | = x1: 27.354
N/A | bar: = x1
N/A | bar: = x1
LDNO LV: NHH UMS category A | = x1: 18.34
LDNO LV: NHH UMS category B | = x1: 21.47
LDNO LV: NHH UMS category C | = x1: 30.94
LDNO LV: NHH UMS category D | = x1: 0
LDNO LV: LV UMS (Pseudo HH Metered) | = x1: 20.9394
LDNO LV: LV Generation NHH | = x1: -8.98
N/A | bar: = x1
LDNO LV: LV Generation Intermittent | = x1: -8.1491
LDNO LV: LV Generation Non-Intermittent | = x1: -18.2427
N/A | bar: = x1
N/A | bar: = x1
N/A | bar: = x1
N/A | bar: = x1
4006. LDNO HV charges (normalised £)
Data sources:
x1 = 4004. Normalised revenues (£) (in Normalised volumes for comparisons)
Copy cells = x1
LDNO HV charges (normalised £)
LDNO HV: Domestic Unrestricted | = x1: 54.8057
LDNO HV: Domestic Two Rate | = x1: 56.511
LDNO HV: Domestic Off Peak (related MPAN) | = x1: 5.1009
LDNO HV: Small Non Domestic Unrestricted | = x1: 167.9129
LDNO HV: Small Non Domestic Two Rate | = x1: 231.4441
LDNO HV: Small Non Domestic Off Peak (related MPAN) | = x1: 7.4775
LDNO HV: LV Medium Non-Domestic | = x1: 1078.1574
LDNO HV: LV HH Metered | = x1: 18.3566
LDNO HV: LV Sub HH Metered | = x1: 26.971
LDNO HV: HV HH Metered | = x1: 29.8855
LDNO HV: NHH UMS category A | = x1: 12.3
LDNO HV: NHH UMS category B | = x1: 14.39
LDNO HV: NHH UMS category C | = x1: 20.74
LDNO HV: NHH UMS category D | = x1: 0
LDNO HV: LV UMS (Pseudo HH Metered) | = x1: 14.0428
LDNO HV: LV Generation NHH | = x1: -8.98
LDNO HV: LV Sub Generation NHH | = x1: 0
LDNO HV: LV Generation Intermittent | = x1: -8.1491
LDNO HV: LV Generation Non-Intermittent | = x1: -18.2427
LDNO HV: LV Sub Generation Intermittent | = x1: -6.8942
LDNO HV: LV Sub Generation Non-Intermittent | = x1: -28.0459
LDNO HV: HV Generation Intermittent | = x1: -4.3565
LDNO HV: HV Generation Non-Intermittent | = x1: -4.0676

## CTables
r6140: Tariff comparisons for Electricity North West in 2013/14 (April 2013 Indicative)
This sheet is for information only. It can be deleted without affecting any calculations elsewhere in the model.
4101. Comparison with current all-the-way demand tariffs
Data sources:
x1 = 4001. Revenues under current tariffs (£)
x2 = 3802. Net revenues (£) (in Revenue summary)
x3 = 3802. All units (MWh) (in Revenue summary)
x4 = 1053. MPANs by tariff (in Volume forecasts for the charging year)
Kind: | Calculation | Calculation | Copy cells
Formula: | =IF(x1,x2/x1-1,"") | =(x2-x1)/IF(x3,x3,1)/10 | = x4
| Change | Absolute change (average p/kWh) | MPANs
Domestic Unrestricted | 12.46% | 0.3567 | 1966268.3959
Domestic Two Rate | 4.499% | 0.084944 | 193198.5047
Domestic Off Peak (related MPAN) | 21.12% | 0.053 | 7812.8719
Small Non Domestic Unrestricted | 16.77% | 0.35845 | 119240.625
Small Non Domestic Two Rate | 11.88% | 0.20767 | 30821.3139
Small Non Domestic Off Peak (related MPAN) | 12.5% | 0.028 | 4537.4439
LV Medium Non-Domestic | 23.01% | 0.39006 | 11223.9828
LV Sub Medium Non-Domestic | 23.47% | 0.34819 | 348.7533
HV Medium Non-Domestic | 27.05% | 0.3635 | 68.5556
LV HH Metered | 22.15% | 0.34898 | 4948.4112
LV Sub HH Metered | 17.09% | 0.27115 | 1830.2775
HV HH Metered | 18.91% | 0.20641 | 1964.4375
HV Sub HH Metered |  | 0 | 0
NHH UMS category A | -11.11% | -0.34 | 248
NHH UMS category B | 4.054% | 0.124 | 401
NHH UMS category C | 49.95% | 1.528 | 1
NHH UMS category D |  | 0 | 0
LV UMS (Pseudo HH Metered) | 5.363% | 0.15802 | 23
4102. LDNO margins in use of system charges
Data sources:
x1 = 4003. Normalised to
x2 = 4004. Normalised revenues (£) (in Normalised volumes for comparisons)
x3 = 4005. LDNO LV charges (normalised £)
x4 = All-the-way charges (normalised £) (in LDNO margins in use of system charges)
x5 = 4006. LDNO HV charges (normalised £)
Kind: | Copy cells | Copy cells | Calculation | Calculation
Formula: | = x1 | = x2 | =IF(x3,x4-x3,"") | =IF(x5,x4-x5,"")
| Normalised to | All-the-way charges (normalised £) | LDNO LV margin (normalised £) | LDNO HV margin (normalised £)
Domestic Unrestricted | MPAN | 121.1283 | 39.4261 | 66.3226
Domestic Two Rate | MPAN | 124.9137 | 40.6593 | 68.4027
Domestic Off Peak (related MPAN) | MPAN | 11.3189 | 3.6861 | 6.2179
Small Non Domestic Unrestricted | MPAN | 371.1998 | 120.7981 | 203.2869
Small Non Domestic Two Rate | MPAN | 511.4872 | 166.499 | 280.0431
Small Non Domestic Off Peak (related MPAN) | MPAN | 16.5293 | 5.3786 | 9.0517
LV Medium Non-Domestic | MPAN | 2384.1185 | 776.1488 | 1305.9611
LV HH Metered | kVA | 40.5444 | 13.1904 | 22.1878
LV Sub HH Metered | kVA | 39.0558 |  | 12.0847
HV HH Metered | kVA | 37.0554 |  | 7.1699
NHH UMS category A | MWh | 27.19 | 8.85 | 14.89
NHH UMS category B | MWh | 31.83 | 10.36 | 17.44
NHH UMS category C | MWh | 45.87 | 14.93 | 25.13
NHH UMS category D | MWh | 0
LV UMS (Pseudo HH Metered) | MWh | 31.0441 | 10.1047 | 17.0013
LV Generation NHH | MWh | -8.98 | 0 | 0
LV Sub Generation NHH | MWh | 0
LV Generation Intermittent | MWh | -8.1491 | 0 | 0
LV Generation Non-Intermittent | MWh | -18.2427 | 0 | 0
LV Sub Generation Intermittent | MWh | -6.8942 |  | 0
LV Sub Generation Non-Intermittent | MWh | -28.0459 |  | 0
HV Generation Intermittent | MWh | -4.3498 |  | 0.006728
HV Generation Non-Intermittent | MWh | -4.0635 |  | 0.0041134