## Line Schedule Pole-by-Pole
Material Requirement For Each Pole |  | Pole Number | 1 | 2 | 3 | 4 | 5 | 6 | 7 | 8 | 9 | 10 | 11 | 12 | 13 | 14 | 15 | 16 | 17 | 18 | 19 | 20 | 21 | 22 | 23 | 24 | 25 | 26 | 27 | 28 | 29 | 30 | 31 | 32 | 33 | 34 | 35 | 36 | 37 | 38 | 39 | 40 | 41 | 42 | 43 | 44 | 45 | 46 | 47 | 48 | 49 | 50 | 51 | 52 | 53 | 54 | 55 | 56 | 57 | 58 | 59 | 60 | 61 | 62 | 63 | 64 | 65 | 66 | 67 | 68 | 69 | 70 | 71 | 72 | 73 | 74 | 75 | 76 | 77 | 78 | 79 | 80 | 81 | 82 | 83 | 84 | 85 | 86 | 87 | 88 | 89 | 90 | 91 | 92 | 93 | 94 | 95 | 96 | 97 | 98 | 99 | 100 | 101 | 102 | 103 | 104 | 105 | 106 | 107 | 108 | 109 | 110 | 111 | 112 | 113 | 114 | 115 | 116 | 117 | 118 | 119 | 120 | 121 | 122 | 123 | 124 | 125 | 126 | 127 | 128 | 129 | 130 | 131 | 132 | 133 | 134 | 135 | 136 | 137 | 138 | 139 | 140 | 141 | 142 | 143 | 144 | 145 | 146 | 147 | 148 | 149 | 150 | 151 | 152 | 153 | 154 | 155 | 156 | 157 | 158 | 159 | 160 | 161 | 162 | 163 | 164 | 165 | 166 | 167 | 168 | 169 | 170 | 171 | 172 | 173 | 174 | 175 | 176 | 177 | 178 | 179 | 180 | 181 | 182 | 183 | 184 | 185 | 186 | 187 | 188 | 189 | 190 | 191 | 192 | 193 | 194 | 195 | 196 | 197 | 198 | 199 | 200 | 201 | 202 | 203 | 204 | 205 | 206 | 207 | 208 | 209 | 210 | 211 | 212 | 213 | 214 | 215 | 216 | 217 | 218 | 219 | 220 | 221 | 222 | 223 | 224 | 225 | 226 | 227 | 228 | 229 | 230 | 231 | 232 | 233 | 234 | 235 | 236 | 237 | 238 | 239 | 240 | 241 | 242 | 243 | 244 | 245 | 246 | 247 | 248 | 249 | 250 | Total Materials
CC No
Conductor (including flexible) | Specification Ref
Conductor, AAAC, 100mm2 (Oak) (7/4.65) | ES400C3 | 013676 | [250 empty] | 0
Conductor, AAAC, 150mm2 (Ash) (19/3.48) | ES400C3 | 013688 | [250 empty] | 0
Conductor, AAAC, 200mm2 (Poplar) (37/2.87) | ES400C3 | 013690 | [250 empty] | 0
Conductor, AAAC, 50mm2 (Hazel) (7/3.3) | ES400C3 | 013684 | [250 empty] | 0
Conductor, flexible Cu, covered, 65mm2, 307 wires x 12 spindles (3684/0.15) | ES400C3 | 012130 | [250 empty] | 0
Conductor, HDCu, 100mm2 (7/4.3) | ES400C3 | 013199 | [250 empty] | 0
Conductor, HDCu, 38mm2 (7/2.65) | ES400C3 | 013198 | [250 empty] | 0
Conductor, HDCu, 70mm2 (7/3.55) | ES400C3 | 013196 | [250 empty] | 0
Pole Type
Wood pole, single, medium, 9m, with wood blocks (Dwg I-400W2-FAB-001) | ES400W2 | 103900 | [250 empty] | 0
Wood pole, single, medium, 10m, with wood blocks (Dwg I-400W2-FAB-001) | ES400W2 | 103906 | [250 empty] | 0
Wood pole, single, medium, 11m, with wood blocks (Dwg I-400W2-FAB-001) | ES400W2 | 103912 | [250 empty] | 0
Wood pole, single, medium, 12m, with wood blocks (Dwg I-400W2-FAB-001) | ES400W2 | 103918 | [250 empty] | 0
Wood pole, single, medium, 13m, with wood blocks (Dwg I-400W2-FAB-001) | ES400W2 | 103924 | [250 empty] | 0
Wood pole, single, medium, 14m, with wood blocks (Dwg I-400W2-FAB-001) | ES400W2 | 103930 | [250 empty] | 0
Wood pole, single, medium, 15m, with wood blocks (Dwg I-400W2-FAB-001) | ES400W2 | 103936 | [250 empty] | 0
Wood pole, single, medium, 16m, with wood blocks (Dwg I-400W2-FAB-001) | ES400W2 | 103942 | [250 empty] | 0
Wood pole, single, medium, 17m, with wood blocks (Dwg I-400W2-FAB-001) | ES400W2 | 103948 | [250 empty] | 0
Wood pole, single, medium, 18m, with wood blocks (Dwg I-400W2-FAB-001) | ES400W2 | 103954 | [250 empty] | 0
Wood pole, single, medium, 20m, with wood blocks (Dwg I-400W2-FAB-001) | ES400W2 | 103960 | [250 empty] | 0
Wood pole, single, medium, 22m, with wood blocks (Dwg I-400W2-FAB-001) | ES400W2 | 103679 | [250 empty] | 0
Wood pole, single, medium, 24m, with wood blocks (Dwg I-400W2-FAB-001) | ES400W2 | 103680 | [250 empty] | 0
Wood pole, single, stout, 9m, with wood blocks (Dwg I-400W2-FAB-001) | ES400W2 | 103901 | [250 empty] | 0
Wood pole, single, stout, 10m, with wood blocks (Dwg I-400W2-FAB-001) | ES400W2 | 103907 | [250 empty] | 0
Wood pole, single, stout, 11m, with wood blocks (Dwg I-400W2-FAB-001) | ES400W2 | 103913 | [250 empty] | 0
Wood pole, single, stout, 12m, with wood blocks (Dwg I-400W2-FAB-001) | ES400W2 | 103919 | [250 empty] | 0
Wood pole, single, stout, 13m, with wood blocks (Dwg I-400W2-FAB-001) | ES400W2 | 103925 | [250 empty] | 0
Wood pole, single, stout, 14m, with wood blocks (Dwg I-400W2-FAB-001) | ES400W2 | 103931 | [250 empty] | 0
Wood pole, single, stout, 15m, with wood blocks (Dwg I-400W2-FAB-001) | ES400W2 | 103937 | [250 empty] | 0
Wood pole, single, stout, 16m, with wood blocks (Dwg I-400W2-FAB-001) | ES400W2 | 103943 | [250 empty] | 0
Wood pole, single, stout, 17m, with wood blocks (Dwg I-400W2-FAB-001) | ES400W2 | 103949 | [250 empty] | 0
Wood pole, single, stout, 18m, with wood blocks (Dwg I-400W2-FAB-001) | ES400W2 | 103955 | [250 empty] | 0
Wood pole, single, stout, 20m, with wood blocks (Dwg I-400W2-FAB-001) | ES400W2 | 103961 | [250 empty] | 0
Wood pole, single, stout, 22m, with wood blocks (Dwg I-400W2-FAB-001) | ES400W2 | 103681 | [250 empty] | 0
Wood pole, single, stout, 24m, with wood blocks (Dwg I-400W2-FAB-001) | ES400W2 | 103682 | [250 empty] | 0
Wood pole, single, extra stout, 9m, with wood blocks (Dwg I-400W2-FAB-001) | ES400W2 | 103683 | [250 empty] | 0
Wood pole, single, extra stout, 10m, with wood blocks (Dwg I-400W2-FAB-001) | ES400W2 | 103684 | [250 empty] | 0
Wood pole, single, extra stout, 11m, with wood blocks (Dwg I-400W2-FAB-001) | ES400W2 | 103685 | [250 empty] | 0
Wood pole, single, extra stout, 12m, with wood blocks (Dwg I-400W2-FAB-001) | ES400W2 | 103686 | [250 empty] | 0
Wood pole, single, extra stout, 13m, with wood blocks (Dwg I-400W2-FAB-001) | ES400W2 | 103687 | [250 empty] | 0
Wood pole, single, extra stout, 14m, with wood blocks (Dwg I-400W2-FAB-001) | ES400W2 | 103688 | [250 empty] | 0
Wood pole, single, extra stout, 15m, with wood blocks (Dwg I-400W2-FAB-001) | ES400W2 | 103689 | [250 empty] | 0
Wood pole, single, extra stout, 16m, with wood blocks (Dwg I-400W2-FAB-001) | ES400W2 | 103690 | [250 empty] | 0
Wood pole, single, extra stout, 17m, with wood blocks (Dwg I-400W2-FAB-001) | ES400W2 | 103691 | [250 empty] | 0
Wood pole, single, extra stout, 18m, with wood blocks (Dwg I-400W2-FAB-001) | ES400W2 | 103692 | [250 empty] | 0
Wood pole, single, extra stout, 20m, with wood blocks (Dwg I-400W2-FAB-001) | ES400W2 | 103693 | [250 empty] | 0
Wood pole, single, extra stout, 22m, with wood blocks (Dwg I-400W2-FAB-001) | ES400W2 | 103694 | [250 empty] | 0
Wood pole, single, extra stout, 24m, with wood blocks (Dwg I-400W2-FAB-001) | ES400W2 | 103695 | [250 empty] | 0
Wood pole, H-, medium, 9m, with wood blocks (Dwg I-400W2-FAB-002) | ES400W2 | 103902 | [250 empty] | 0
Wood pole, H-, medium, 10m, with wood blocks (Dwg I-400W2-FAB-002) | ES400W2 | 103908 | [250 empty] | 0
Wood pole, H-, medium, 11m, with wood blocks (Dwg I-400W2-FAB-002) | ES400W2 | 103914 | [250 empty] | 0
Wood pole, H-, medium, 12m, with wood blocks (Dwg I-400W2-FAB-002) | ES400W2 | 103920 | [250 empty] | 0
Wood pole, H-, medium, 13m, with wood blocks (Dwg I-400W2-FAB-002) | ES400W2 | 103926 | [250 empty] | 0
Wood pole, H-, medium, 14m, with wood blocks (Dwg I-400W2-FAB-002) | ES400W2 | 103932 | [250 empty] | 0
Wood pole, H-, medium, 15m, with wood blocks (Dwg I-400W2-FAB-002) | ES400W2 | 103938 | [250 empty] | 0
Wood pole, H-, medium, 16m, with wood blocks (Dwg I-400W2-FAB-002) | ES400W2 | 103944 | [250 empty] | 0
Wood pole, H-, medium, 17m, with wood blocks (Dwg I-400W2-FAB-002) | ES400W2 | 103950 | [250 empty] | 0
Wood pole, H-, medium, 18m, with wood blocks (Dwg I-400W2-FAB-002) | ES400W2 | 103956 | [250 empty] | 0
Wood pole, H-, medium, 20m, with wood blocks (Dwg I-400W2-FAB-002) | ES400W2 | 103962 | [250 empty] | 0
Wood pole, H-, medium, 22m, with wood blocks (Dwg I-400W2-FAB-002) | ES400W2 | 103696 | [250 empty] | 0
Wood pole, H-, medium, 24m, with wood blocks (Dwg I-400W2-FAB-002) | ES400W2 | 103697 | [250 empty] | 0
Wood pole, H-, stout, 9m, with wood blocks (Dwg I-400W2-FAB-002) | ES400W2 | 103903 | [250 empty] | 0
Wood pole, H-, stout, 10m, with wood blocks (Dwg I-400W2-FAB-002) | ES400W2 | 103909 | [250 empty] | 0
Wood pole, H-, stout, 11m, with wood blocks (Dwg I-400W2-FAB-002) | ES400W2 | 103915 | [250 empty] | 0
Wood pole, H-, stout, 12m, with wood blocks (Dwg I-400W2-FAB-002) | ES400W2 | 103921 | [250 empty] | 0
Wood pole, H-, stout, 13m, with wood blocks (Dwg I-400W2-FAB-002) | ES400W2 | 103927 | [250 empty] | 0
Wood pole, H-, stout, 14m, with wood blocks (Dwg I-400W2-FAB-002) | ES400W2 | 103933 | [250 empty] | 0
Wood pole, H-, stout, 15m, with wood blocks (Dwg I-400W2-FAB-002) | ES400W2 | 103939 | [250 empty] | 0
Wood pole, H-, stout, 16m, with wood blocks (Dwg I-400W2-FAB-002) | ES400W2 | 103945 | [250 empty] | 0
Wood pole, H-, stout, 17m, with wood blocks (Dwg I-400W2-FAB-002) | ES400W2 | 103951 | [250 empty] | 0
Wood pole, H-, stout, 18m, with wood blocks (Dwg I-400W2-FAB-002) | ES400W2 | 103957 | [250 empty] | 0
Wood pole, H-, stout, 20m, with wood blocks (Dwg I-400W2-FAB-002) | ES400W2 | 103963 | [250 empty] | 0
Wood pole, H-, stout, 22m, with wood blocks (Dwg I-400W2-FAB-002) | ES400W2 | 103698 | [250 empty] | 0
Wood pole, H-, stout, 24m, with wood blocks (Dwg I-400W2-FAB-002) | ES400W2 | 103699 | [250 empty] | 0
Wood pole, H-, extra stout, 9m, with wood blocks (Dwg I-400W2-FAB-002) | ES400W2 | 103700 | [250 empty] | 0
Wood pole, H-, extra stout, 10m, with wood blocks (Dwg I-400W2-FAB-002) | ES400W2 | 103701 | [250 empty] | 0
Wood pole, H-, extra stout, 11m, with wood blocks (Dwg I-400W2-FAB-002) | ES400W2 | 103702 | [250 empty] | 0
Wood pole, H-, extra stout, 12m, with wood blocks (Dwg I-400W2-FAB-002) | ES400W2 | 103703 | [250 empty] | 0
Wood pole, H-, extra stout, 13m, with wood blocks (Dwg I-400W2-FAB-002) | ES400W2 | 103704 | [250 empty] | 0
Wood pole, H-, extra stout, 14m, with wood blocks (Dwg I-400W2-FAB-002) | ES400W2 | 103705 | [250 empty] | 0
Wood pole, H-, extra stout, 15m, with wood blocks (Dwg I-400W2-FAB-002) | ES400W2 | 103706 | [250 empty] | 0
Wood pole, H-, extra stout, 16m, with wood blocks (Dwg I-400W2-FAB-002) | ES400W2 | 103707 | [250 empty] | 0
Wood pole, H-, extra stout, 17m, with wood blocks (Dwg I-400W2-FAB-002) | ES400W2 | 103708 | [250 empty] | 0
Wood pole, H-, extra stout, 18m, with wood blocks (Dwg I-400W2-FAB-002) | ES400W2 | 103709 | [250 empty] | 0
Wood pole, H-, extra stout, 20m, with wood blocks (Dwg I-400W2-FAB-002) | ES400W2 | 103710 | [250 empty] | 0
Wood pole, H-, extra stout, 22m, with wood blocks (Dwg I-400W2-FAB-002) | ES400W2 | 103711 | [250 empty] | 0
Wood pole, H-, extra stout, 24m, with wood blocks (Dwg I-400W2-FAB-002) | ES400W2 | 103712 | [250 empty] | 0
Additional Items for Wood Pole
Cap for wood pole (size 1 - small (150 - 190mm pole top diam)) | ES400W7 | 160794 | [250 empty] | 0
Cap for wood pole (size 2 - medium (190 - 230mm pole top diam)) | ES400W7 | 160795 | [250 empty] | 0
Cap for wood pole (size 3 - large (230 - 270mm pole top diam)) | ES400W7 | 160796 | [250 empty] | 0
Cap for wood pole (size 4 - extra large (270 -300mm)) | ES400W7 | 160797 | [250 empty] | 0
General Arrangement
GA kit, ES400O3 (Dwg I-400O3-GA-001, Ref 1), 11kV, for HDCu 38mm2, intermediate (single pole/single crossarm) | ES400O3 | 500300 | [250 empty] | 0
GA kit, ES400O3 (Dwg I-400O3-GA-001, Ref 4), 11kV, for AAAC 50mm2, intermediate (single pole/single crossarm) | ES400O3 | 500303 | [250 empty] | 0
0
GA kit, ES400O3 (Dwg I-400O3-GA-002, Ref 1), 11kV, for HDCu 38mm2, pin angle (single pole/single crossarm) | ES400O3 | 500319 | [250 empty] | 0
GA kit, ES400O3 (Dwg I-400O3-GA-002, Ref 4), 11kV, for AAAC 50mm2, pin angle (single pole/single crossarm) | ES400O3 | 500322 | [250 empty] | 0
0
GA kit, ES400O3 (Dwg I-400O3-GA-003, Ref 1), 11kV, for HDCu 38mm2, straight line section/angle section (single pole/double crossarm) (helical fittings) | ES400O3 | 500338 | [250 empty] | 0
GA kit, ES400O3 (Dwg I-400O3-GA-003, Ref 2), 11kV, for HDCu 70mm2, straight line section/angle section (single pole/double crossarm) (helical fittings) | ES400O3 | 500339 | [250 empty] | 0
GA kit, ES400O3 (Dwg I-400O3-GA-003, Ref 3), 11kV, for HDCu 100mm2, straight line section/angle section (single pole/double crossarm) (helical fittings) | ES400O3 | 500340 | [250 empty] | 0
GA kit, ES400O3 (Dwg I-400O3-GA-003, Ref 4), 11kV, for AAAC 50mm2, straight line section/angle section (single pole/double crossarm) (helical fittings) | ES400O3 | 500341 | [250 empty] | 0
GA kit, ES400O3 (Dwg I-400O3-GA-003, Ref 5), 11kV, for AAAC 100mm2, straight line section/angle section (single pole/double crossarm) (helical fittings) | ES400O3 | 500342 | [250 empty] | 0
GA kit, ES400O3 (Dwg I-400O3-GA-003, Ref 6), 11kV, for AAAC 150mm2, straight line section/angle section (single pole/double crossarm) (helical fittings) | ES400O3 | 500343 | [250 empty] | 0
GA kit, ES400O3 (Dwg I-400O3-GA-003, Ref 7), 33kV, for HDCu 100mm2, straight line section/angle section (single pole/double crossarm) (helical fittings) | ES400O3 | 500344 | [250 empty] | 0
GA kit, ES400O3 (Dwg I-400O3-GA-003, Ref 8), 33kV, for AAAC 150mm2, straight line section/angle section (single pole/double crossarm) (helical fittings) | ES400O3 | 500345 | [250 empty] | 0
GA kit, ES400O3 (Dwg I-400O3-GA-003, Ref 9), 33kV, for AAAC 200mm2, straight line section/angle section (single pole/double crossarm) (helical fittings) | ES400O3 | 500346 | [250 empty] | 0
GA kit, ES400O3 (Dwg I-400O3-GA-004, Ref 1), 11kV, for HDCu 38mm2, straight line section/angle section (single pole/double crossarm) (compression fittings) | ES400O3 | 500357 | [250 empty] | 0
GA kit, ES400O3 (Dwg I-400O3-GA-004, Ref 2), 11kV, for HDCu 70mm2, straight line section/angle section (single pole/double crossarm) (compression fittings) | ES400O3 | 500358 | [250 empty] | 0
GA kit, ES400O3 (Dwg I-400O3-GA-004, Ref 3), 11kV, for HDCu 100mm2, straight line section/angle section (single pole/double crossarm) (compression fittings) | ES400O3 | 500359 | [250 empty] | 0
GA kit, ES400O3 (Dwg I-400O3-GA-004, Ref 4), 11kV, for AAAC 50mm2, straight line section/angle section (single pole/double crossarm) (compression fittings) | ES400O3 | 500360 | [250 empty] | 0
GA kit, ES400O3 (Dwg I-400O3-GA-004, Ref 5), 11kV, for AAAC 100mm2, straight line section/angle section (single pole/double crossarm) (compression fittings) | ES400O3 | 500361 | [250 empty] | 0
GA kit, ES400O3 (Dwg I-400O3-GA-004, Ref 6), 11kV, for AAAC 150mm2, straight line section/angle section (single pole/double crossarm) (compression fittings) | ES400O3 | 500362 | [250 empty] | 0
GA kit, ES400O3 (Dwg I-400O3-GA-004, Ref 7), 33kV, for HDCu 100mm2, straight line section/angle section (single pole/double crossarm) (compression fittings) | ES400O3 | 500363 | [250 empty] | 0
GA kit, ES400O3 (Dwg I-400O3-GA-004, Ref 8), 33kV, for AAAC 150mm2, straight line section/angle section (single pole/double crossarm) (compression fittings) | ES400O3 | 500364 | [250 empty] | 0
GA kit, ES400O3 (Dwg I-400O3-GA-004, Ref 9), 33kV, for AAAC 200mm2, straight line section/angle section (single pole/double crossarm) (compression fittings) | ES400O3 | 500365 | [250 empty] | 0
GA kit, ES400O3 (Dwg I-400O3-GA-005, Ref 1), 11kV, for HDCu 38mm2, straight line section/angle section (H-Pole) (helical fittings) | ES400O3 | 500376 | [250 empty] | 0
GA kit, ES400O3 (Dwg I-400O3-GA-005, Ref 2), 11kV, for HDCu 70mm2, straight line section/angle section (H-Pole) (helical fittings) | ES400O3 | 500377 | [250 empty] | 0
GA kit, ES400O3 (Dwg I-400O3-GA-005, Ref 3), 11kV, for HDCu 100mm2, straight line section/angle section (H-Pole) (helical fittings) | ES400O3 | 500378 | [250 empty] | 0
GA kit, ES400O3 (Dwg I-400O3-GA-005, Ref 4), 11kV, for AAAC 50mm2, straight line section/angle section (H-Pole) (helical fittings) | ES400O3 | 500379 | [250 empty] | 0
GA kit, ES400O3 (Dwg I-400O3-GA-005, Ref 5), 11kV, for AAAC 100mm2, straight line section/angle section (H-Pole) (helical fittings) | ES400O3 | 500380 | [250 empty] | 0
GA kit, ES400O3 (Dwg I-400O3-GA-005, Ref 6), 11kV, for AAAC 150mm2, straight line section/angle section (H-Pole) (helical fittings) | ES400O3 | 500381 | [250 empty] | 0
GA kit, ES400O3 (Dwg I-400O3-GA-005, Ref 7), 33kV, for HDCu 100mm2, straight line section/angle section (H-Pole) (helical fittings) | ES400O3 | 500382 | [250 empty] | 0
GA kit, ES400O3 (Dwg I-400O3-GA-005, Ref 8), 33kV, for AAAC 150mm2, straight line section/angle section (H-Pole) (helical fittings) | ES400O3 | 500383 | [250 empty] | 0
GA kit, ES400O3 (Dwg I-400O3-GA-005, Ref 9), 33kV, for AAAC 200mm2, straight line section/angle section (H-Pole) (helical fittings) | ES400O3 | 500384 | [250 empty] | 0
GA kit, ES400O3 (Dwg I-400O3-GA-006, Ref 1), 11kV, for HDCu 38mm2, straight line section/angle section (H-Pole) (compression fittings) | ES400O3 | 500395 | [250 empty] | 0
GA kit, ES400O3 (Dwg I-400O3-GA-006, Ref 2), 11kV, for HDCu 70mm2, straight line section/angle section (H-Pole) (compression fittings) | ES400O3 | 500396 | [250 empty] | 0
GA kit, ES400O3 (Dwg I-400O3-GA-006, Ref 3), 11kV, for HDCu 100mm2, straight line section/angle section (H-Pole) (compression fittings) | ES400O3 | 500397 | [250 empty] | 0
GA kit, ES400O3 (Dwg I-400O3-GA-006, Ref 4), 11kV, for AAAC 50mm2, straight line section/angle section (H-Pole) (compression fittings) | ES400O3 | 500398 | [250 empty] | 0
GA kit, ES400O3 (Dwg I-400O3-GA-006, Ref 5), 11kV, for AAAC 100mm2, straight line section/angle section (H-Pole) (compression fittings) | ES400O3 | 500399 | [250 empty] | 0
GA kit, ES400O3 (Dwg I-400O3-GA-006, Ref 6), 11kV, for AAAC 150mm2, straight line section/angle section (H-Pole) (compression fittings) | ES400O3 | 500400 | [250 empty] | 0
GA kit, ES400O3 (Dwg I-400O3-GA-006, Ref 7), 33kV, for HDCu 100mm2, straight line section/angle section (H-Pole) (compression fittings) | ES400O3 | 500401 | [250 empty] | 0
GA kit, ES400O3 (Dwg I-400O3-GA-006, Ref 8), 33kV, for AAAC 150mm2, straight line section/angle section (H-Pole) (compression fittings) | ES400O3 | 500402 | [250 empty] | 0
GA kit, ES400O3 (Dwg I-400O3-GA-006, Ref 9), 33kV, for AAAC 200mm2, straight line section/angle section (H-Pole) (compression fittings) | ES400O3 | 500403 | [250 empty] | 0
GA kit, ES400O3 (Dwg I-400O3-GA-007, Ref 1), 11kV, for HDCu 38mm2, angle section (90o) (single pole/2 x double crossarms) (helical fittings) | ES400O3 | 500309 | [250 empty] | 0
GA kit, ES400O3 (Dwg I-400O3-GA-007, Ref 2), 11kV, for HDCu 70mm2, angle section (90o) (single pole/2 x double crossarms) (helical fittings) | ES400O3 | 500310 | [250 empty] | 0
GA kit, ES400O3 (Dwg I-400O3-GA-007, Ref 3), 11kV, for HDCu 100mm2, angle section (90o) (single pole/2 x double crossarms) (helical fittings) | ES400O3 | 500311 | [250 empty] | 0
GA kit, ES400O3 (Dwg I-400O3-GA-007, Ref 4), 11kV, for AAAC 50mm2, angle section (90o) (single pole/2 x double crossarms) (helical fittings) | ES400O3 | 500312 | [250 empty] | 0
GA kit, ES400O3 (Dwg I-400O3-GA-007, Ref 5), 11kV, for AAAC 100mm2, angle section (90o) (single pole/2 x double crossarms) (helical fittings) | ES400O3 | 500313 | [250 empty] | 0
GA kit, ES400O3 (Dwg I-400O3-GA-007, Ref 6), 11kV, for AAAC 150mm2, angle section (90o) (single pole/2 x double crossarms) (helical fittings) | ES400O3 | 500314 | [250 empty] | 0
0
GA kit, ES400O3 (Dwg I-400O3-GA-008, Ref 1), 11kV, for HDCu 38mm2, angle section (90o) (single pole/2 x double crossarms) (Compression fittings) | ES400O3 | 500315 | [250 empty] | 0
GA kit, ES400O3 (Dwg I-400O3-GA-008, Ref 2), 11kV, for HDCu 70mm2, angle section (90o) (single pole/2 x double crossarms) (Compression fittings) | ES400O3 | 500316 | [250 empty] | 0
GA kit, ES400O3 (Dwg I-400O3-GA-008, Ref 3), 11kV, for HDCu 100mm2, angle section (90o) (single pole/2 x double crossarms) (Compression fittings) | ES400O3 | 500317 | [250 empty] | 0
GA kit, ES400O3 (Dwg I-400O3-GA-008, Ref 4), 11kV, for AAAC 50mm2, angle section (90o) (single pole/2 x double crossarms) (Compression fittings) | ES400O3 | 500318 | [250 empty] | 0
GA kit, ES400O3 (Dwg I-400O3-GA-008, Ref 5), 11kV, for AAAC 100mm2, angle section (90o) (single pole/2 x double crossarms) (Compression fittings) | ES400O3 | 500328 | [250 empty] | 0
GA kit, ES400O3 (Dwg I-400O3-GA-008, Ref 6), 11kV, for AAAC 150mm2, angle section (90o) (single pole/2 x double crossarms) (Compression fittings) | ES400O3 | 500329 | [250 empty] | 0
GA kit, ES400O3 (Dwg I-400O3-GA-009, Ref 1), 11kV, for HDCu 38mm2, angle section (90o) (3-pole arrangement) (helical fittings) | ES400O3 | 500330 | [250 empty] | 0
GA kit, ES400O3 (Dwg I-400O3-GA-009, Ref 2), 11kV, for HDCu 70mm2, angle section (90o) (3-pole arrangement) (helical fittings) | ES400O3 | 500331 | [250 empty] | 0
GA kit, ES400O3 (Dwg I-400O3-GA-009, Ref 3), 11kV, for HDCu 100mm2, angle section (90o) (3-pole arrangement) (helical fittings) | ES400O3 | 500332 | [250 empty] | 0
GA kit, ES400O3 (Dwg I-400O3-GA-009, Ref 4), 11kV, for AAAC 50mm2, angle section (90o) (3-pole arrangement) (helical fittings) | ES400O3 | 500333 | [250 empty] | 0
GA kit, ES400O3 (Dwg I-400O3-GA-009, Ref 5), 11kV, for AAAC 100mm2, angle section (90o) (3-pole arrangement) (helical fittings) | ES400O3 | 500334 | [250 empty] | 0
GA kit, ES400O3 (Dwg I-400O3-GA-009, Ref 6), 11kV, for AAAC 150mm2, angle section (90o) (3-pole arrangement) (helical fittings) | ES400O3 | 500335 | [250 empty] | 0
GA kit, ES400O3 (Dwg I-400O3-GA-009, Ref 7), 33kV, for HDCu 100mm2, angle section (90o) (3-pole arrangement) (helical fittings) | ES400O3 | 500336 | [250 empty] | 0
GA kit, ES400O3 (Dwg I-400O3-GA-009, Ref 8), 33kV, for AAAC 150mm2, angle section (90o) (3-pole arrangement) (helical fittings) | ES400O3 | 500337 | [250 empty] | 0
GA kit, ES400O3 (Dwg I-400O3-GA-009, Ref 9), 33kV, for AAAC 200mm2, angle section (90o) (3-pole arrangement) (helical fittings) | ES400O3 | 500347 | [250 empty] | 0
GA kit, ES400O3 (Dwg I-400O3-GA-010, Ref 1), 11kV, for HDCu 38mm2, angle section (90o) (3-pole arrangement) (compression fittings) | ES400O3 | 500348 | [250 empty] | 0
GA kit, ES400O3 (Dwg I-400O3-GA-010, Ref 2), 11kV, for HDCu 70mm2, angle section (90o) (3-pole arrangement) (compression fittings) | ES400O3 | 500349 | [250 empty] | 0
GA kit, ES400O3 (Dwg I-400O3-GA-010, Ref 3), 11kV, for HDCu 100mm2, angle section (90o) (3-pole arrangement) (compression fittings) | ES400O3 | 500350 | [250 empty] | 0
GA kit, ES400O3 (Dwg I-400O3-GA-010, Ref 4), 11kV, for AAAC 50mm2, angle section (90o) (3-pole arrangement) (compression fittings) | ES400O3 | 500351 | [250 empty] | 0
GA kit, ES400O3 (Dwg I-400O3-GA-010, Ref 5), 11kV, for AAAC 100mm2, angle section (90o) (3-pole arrangement) (compression fittings) | ES400O3 | 500352 | [250 empty] | 0
GA kit, ES400O3 (Dwg I-400O3-GA-010, Ref 6), 11kV, for AAAC 150mm2, angle section (90o) (3-pole arrangement) (compression fittings) | ES400O3 | 500353 | [250 empty] | 0
GA kit, ES400O3 (Dwg I-400O3-GA-010, Ref 7), 33kV, for HDCu 100mm2, angle section (90o) (3-pole arrangement) (compression fittings) | ES400O3 | 500354 | [250 empty] | 0
GA kit, ES400O3 (Dwg I-400O3-GA-010, Ref 8), 33kV, for AAAC 150mm2, angle section (90o) (3-pole arrangement) (compression fittings) | ES400O3 | 500355 | [250 empty] | 0
GA kit, ES400O3 (Dwg I-400O3-GA-010, Ref 9), 33kV, for AAAC 200mm2, angle section (90o) (3-pole arrangement) (compression fittings) | ES400O3 | 500356 | [250 empty] | 0
GA kit, ES400O3 (Dwg I-400O3-GA-011, Ref 1), 11kV, for HDCu 38mm2, tee-off (single pole/single crossarm with double crossarm tee-off) (solid connections) | ES400O3 | 500414 | [250 empty] | 0
GA kit, ES400O3 (Dwg I-400O3-GA-011, Ref 2), 11kV, for HDCu 70mm2, tee-off (single pole/single crossarm with double crossarm tee-off) (solid connections) | ES400O3 | 500415 | [250 empty] | 0
GA kit, ES400O3 (Dwg I-400O3-GA-011, Ref 3), 11kV, for HDCu 100mm2, tee-off (single pole/single crossarm with double crossarm tee-off) (solid connections) | ES400O3 | 500416 | [250 empty] | 0
GA kit, ES400O3 (Dwg I-400O3-GA-011, Ref 4), 11kV, for AAAC 50mm2, tee-off (single pole/single crossarm with double crossarm tee-off) (solid connections) | ES400O3 | 500417 | [250 empty] | 0
GA kit, ES400O3 (Dwg I-400O3-GA-011, Ref 5), 11kV, for AAAC 100mm2, tee-off (single pole/single crossarm with double crossarm tee-off) (solid connections) | ES400O3 | 500418 | [250 empty] | 0
GA kit, ES400O3 (Dwg I-400O3-GA-011, Ref 6), 11kV, for AAAC 150mm2, tee-off (single pole/single crossarm with double crossarm tee-off) (solid connections) | ES400O3 | 500419 | [250 empty] | 0
GA kit, ES400O3 (Dwg I-400O3-GA-012, Ref 1), 11kV, for HDCu 38mm2, tee-off (single pole/single crossarm with double crossarm tee-off) (connections via fuses/links) (tee-off via helical fittings) | ES400O3 | 500366 | [250 empty] | 0
GA kit, ES400O3 (Dwg I-400O3-GA-012, Ref 2), 11kV, for HDCu 70mm2, tee-off (single pole/single crossarm with double crossarm tee-off) (connections via fuses/links) (tee-off via helical fittings) | ES400O3 | 500367 | [250 empty] | 0
GA kit, ES400O3 (Dwg I-400O3-GA-012, Ref 3), 11kV, for HDCu 100mm2, tee-off (single pole/single crossarm with double crossarm tee-off) (connections via fuses/links) (tee-off via helical fittings) | ES400O3 | 500368 | [250 empty] | 0
GA kit, ES400O3 (Dwg I-400O3-GA-012, Ref 4), 11kV, for AAAC 50mm2, tee-off (single pole/single crossarm with double crossarm tee-off) (connections via fuses/links) (tee-off via helical fittings) | ES400O3 | 500369 | [250 empty] | 0
GA kit, ES400O3 (Dwg I-400O3-GA-012, Ref 5), 11kV, for AAAC 100mm2, tee-off (single pole/single crossarm with double crossarm tee-off) (connections via fuses/links) (tee-off via helical fittings) | ES400O3 | 500370 | [250 empty] | 0
GA kit, ES400O3 (Dwg I-400O3-GA-012, Ref 6), 11kV, for AAAC 150mm2, tee-off (single pole/single crossarm with double crossarm tee-off) (connections via fuses/links) (tee-off via helical fittings) | ES400O3 | 500371 | [250 empty] | 0
GA kit, ES400O3 (Dwg I-400O3-GA-013, Ref 1), 11kV, for HDCu 38mm2, tee-off (single pole/single crossarm with double crossarm tee-off) (connections via fuses/links) (tee-off via compression fittings) | ES400O3 | 500372 | [250 empty] | 0
GA kit, ES400O3 (Dwg I-400O3-GA-013, Ref 2), 11kV, for HDCu 70mm2, tee-off (single pole/single crossarm with double crossarm tee-off) (connections via fuses/links) (tee-off via compression fittings) | ES400O3 | 500373 | [250 empty] | 0
GA kit, ES400O3 (Dwg I-400O3-GA-013, Ref 3), 11kV, for HDCu 100mm2, tee-off (single pole/single crossarm with double crossarm tee-off) (connections via fuses/links) (tee-off via compression fittings) | ES400O3 | 500374 | [250 empty] | 0
GA kit, ES400O3 (Dwg I-400O3-GA-013, Ref 4), 11kV, for AAAC 50mm2, tee-off (single pole/single crossarm with double crossarm tee-off) (connections via fuses/links) (tee-off via compression fittings) | ES400O3 | 500375 | [250 empty] | 0
GA kit, ES400O3 (Dwg I-400O3-GA-013, Ref 5), 11kV, for AAAC 100mm2, tee-off (single pole/single crossarm with double crossarm tee-off) (connections via fuses/links) (tee-off via compression fittings) | ES400O3 | 500385 | [250 empty] | 0
GA kit, ES400O3 (Dwg I-400O3-GA-013, Ref 6), 11kV, for AAAC 150mm2, tee-off (single pole/single crossarm with double crossarm tee-off) (connections via fuses/links) (tee-off via compression fittings) | ES400O3 | 500386 | [250 empty] | 0
GA kit, ES400O3 (Dwg I-400O3-GA-014, Ref 1), 11kV, for HDCu 38mm2, transformer (single intermediate pole/single bolt mounting) (bails/LL clamps) | ES400O3 | 500446 | [250 empty] | 0
GA kit, ES400O3 (Dwg I-400O3-GA-014, Ref 2), 11kV, for HDCu 70mm2, transformer (single intermediate pole/single bolt mounting) (bails/LL clamps) | ES400O3 | 500447 | [250 empty] | 0
GA kit, ES400O3 (Dwg I-400O3-GA-014, Ref 3), 11kV, for HDCu 100mm2, transformer (single intermediate pole/single bolt mounting) (bails/LL clamps) | ES400O3 | 500448 | [250 empty] | 0
GA kit, ES400O3 (Dwg I-400O3-GA-014, Ref 4), 11kV, for AAAC 50mm2, transformer (single intermediate pole/single bolt mounting) (bails/LL clamps) | ES400O3 | 500449 | [250 empty] | 0
GA kit, ES400O3 (Dwg I-400O3-GA-014, Ref 5), 11kV, for AAAC 100mm2, transformer (single intermediate pole/single bolt mounting) (bails/LL clamps) | ES400O3 | 500450 | [250 empty] | 0
GA kit, ES400O3 (Dwg I-400O3-GA-014, Ref 6), 11kV, for AAAC 150mm2, transformer (single intermediate pole/single bolt mounting) (bails/LL clamps) | ES400O3 | 500451 | [250 empty] | 0
GA kit, ES400O3 (Dwg I-400O3-GA-015, Ref 1), 11kV, for HDCu 38mm2, transformer (single intermediate pole/single bolt mounting) (bails/LL clamp/fuses/links) | ES400O3 | 500462 | [250 empty] | 0
GA kit, ES400O3 (Dwg I-400O3-GA-015, Ref 2), 11kV, for HDCu 70mm2, transformer (single intermediate pole/single bolt mounting) (bails/LL clamp/fuses/links) | ES400O3 | 500463 | [250 empty] | 0
GA kit, ES400O3 (Dwg I-400O3-GA-015, Ref 3), 11kV, for HDCu 100mm2, transformer (single intermediate pole/single bolt mounting) (bails/LL clamp/fuses/links) | ES400O3 | 500464 | [250 empty] | 0
GA kit, ES400O3 (Dwg I-400O3-GA-015, Ref 4), 11kV, for AAAC 50mm2, transformer (single intermediate pole/single bolt mounting) (bails/LL clamp/fuses/links) | ES400O3 | 500465 | [250 empty] | 0
GA kit, ES400O3 (Dwg I-400O3-GA-015, Ref 5), 11kV, for AAAC 100mm2, transformer (single intermediate pole/single bolt mounting) (bails/LL clamp/fuses/links) | ES400O3 | 500466 | [250 empty] | 0
GA kit, ES400O3 (Dwg I-400O3-GA-015, Ref 6), 11kV, for AAAC 150mm2, transformer (single intermediate pole/single bolt mounting) (bails/LL clamp/fuses/links) | ES400O3 | 500467 | [250 empty] | 0
GA kit, ES400O3 (Dwg I-400O3-GA-016, Ref 1), 11kV, for HDCu 38mm2, transformer (single terminal pole/single bolt mounting) (helical fittings) | ES400O3 | 500387 | [250 empty] | 0
GA kit, ES400O3 (Dwg I-400O3-GA-016, Ref 2), 11kV, for HDCu 70mm2, transformer (single intermediate pole/single bolt mounting) (helical fittings) | ES400O3 | 500388 | [250 empty] | 0
GA kit, ES400O3 (Dwg I-400O3-GA-016, Ref 3), 11kV, for HDCu 100mm2, transformer (single intermediate pole/single bolt mounting) (helical fittings) | ES400O3 | 500389 | [250 empty] | 0
GA kit, ES400O3 (Dwg I-400O3-GA-016, Ref 4), 11kV, for AAAC 50mm2, transformer (single intermediate pole/single bolt mounting) (helical fittings) | ES400O3 | 500390 | [250 empty] | 0
GA kit, ES400O3 (Dwg I-400O3-GA-016, Ref 5), 11kV, for AAAC 100mm2, transformer (single intermediate pole/single bolt mounting) (helical fittings) | ES400O3 | 500391 | [250 empty] | 0
GA kit, ES400O3 (Dwg I-400O3-GA-016, Ref 6), 11kV, for AAAC 150mm2, transformer (single intermediate pole/single bolt mounting) (helical fittings) | ES400O3 | 500392 | [250 empty] | 0
GA kit, ES400O3 (Dwg I-400O3-GA-017, Ref 1), 11kV, for HDCu 38mm2, transformer (single terminal pole/single bolt mounting) (compression fittings/bails/LL clamps) | ES400O3 | 500478 | [250 empty] | 0
GA kit, ES400O3 (Dwg I-400O3-GA-017, Ref 2), 11kV, for HDCu 70mm2, transformer (single terminal pole/single bolt mounting) (compression fittings/bails/LL clamps) | ES400O3 | 500479 | [250 empty] | 0
GA kit, ES400O3 (Dwg I-400O3-GA-017, Ref 3), 11kV, for HDCu 100mm2, transformer (single terminal pole/single bolt mounting) (compression fittings/bails/LL clamps) | ES400O3 | 500480 | [250 empty] | 0
GA kit, ES400O3 (Dwg I-400O3-GA-017, Ref 4), 11kV, for AAAC 50mm2, transformer (single terminal pole/single bolt mounting) (compression fittings/bails/LL clamps) | ES400O3 | 500481 | [250 empty] | 0
GA kit, ES400O3 (Dwg I-400O3-GA-017, Ref 5), 11kV, for AAAC 100mm2, transformer (single terminal pole/single bolt mounting) (compression fittings/bails/LL clamps) | ES400O3 | 500482 | [250 empty] | 0
GA kit, ES400O3 (Dwg I-400O3-GA-017, Ref 6), 11kV, for AAAC 150mm2, transformer (single terminal pole/single bolt mounting) (compression fittings/bails/LL clamps) | ES400O3 | 500483 | [250 empty] | 0
GA kit, ES400O3 (Dwg I-400O3-GA-018, Ref 1), 11kV, for HDCu 38mm2, transformer (single terminal pole/single bolt mounting) (helical fittings/fuses/links) | ES400O3 | 500494 | [250 empty] | 0
GA kit, ES400O3 (Dwg I-400O3-GA-018, Ref 2), 11kV, for HDCu 70mm2, transformer (single terminal pole/single bolt mounting) (helical fittings/fuses/links) | ES400O3 | 500495 | [250 empty] | 0
GA kit, ES400O3 (Dwg I-400O3-GA-018, Ref 3), 11kV, for HDCu 100mm2, transformer (single terminal pole/single bolt mounting) (helical fittings/fuses/links) | ES400O3 | 500496 | [250 empty] | 0
GA kit, ES400O3 (Dwg I-400O3-GA-018, Ref 4), 11kV, for AAAC 50mm2, transformer (single terminal pole/single bolt mounting) (helical fittings/fuses/links) | ES400O3 | 500497 | [250 empty] | 0
GA kit, ES400O3 (Dwg I-400O3-GA-018, Ref 5), 11kV, for AAAC 100mm2, transformer (single terminal pole/single bolt mounting) (helical fittings/fuses/links) | ES400O3 | 500498 | [250 empty] | 0
GA kit, ES400O3 (Dwg I-400O3-GA-018, Ref 6), 11kV, for AAAC 150mm2, transformer (single terminal pole/single bolt mounting) (helical fittings/fuses/links) | ES400O3 | 500499 | [250 empty] | 0
GA kit, ES400O3 (Dwg I-400O3-GA-019, Ref 1), 11kV, for HDCu 38mm2, transformer (single terminal pole/single bolt mounting) (compression fittings/bails/LL clamps/fuses/links) | ES400O3 | 500393 | [250 empty] | 0
GA kit, ES400O3 (Dwg I-400O3-GA-019, Ref 2), 11kV, for HDCu 70mm2, transformer (single terminal pole/single bolt mounting) (compression fittings/bails/LL clamps/fuses/links) | ES400O3 | 500394 | [250 empty] | 0
GA kit, ES400O3 (Dwg I-400O3-GA-019, Ref 3), 11kV, for HDCu 100mm2, transformer (single terminal pole/single bolt mounting) (compression fittings/bails/LL clamps/fuses/links) | ES400O3 | 500404 | [250 empty] | 0
GA kit, ES400O3 (Dwg I-400O3-GA-019, Ref 4), 11kV, for AAAC 50mm2, transformer (single terminal pole/single bolt mounting) (compression fittings/bails/LL clamps/fuses/links) | ES400O3 | 500405 | [250 empty] | 0
GA kit, ES400O3 (Dwg I-400O3-GA-019, Ref 5), 11kV, for AAAC 100mm2, transformer (single terminal pole/single bolt mounting) (compression fittings/bails/LL clamps/fuses/links) | ES400O3 | 500406 | [250 empty] | 0
GA kit, ES400O3 (Dwg I-400O3-GA-019, Ref 6), 11kV, for AAAC 150mm2, transformer (single terminal pole/single bolt mounting) (compression fittings/bails/LL clamps/fuses/links) | ES400O3 | 500407 | [250 empty] | 0
GA kit, ES400O3 (Dwg I-400O3-GA-020, Ref 1), 11kV, for HDCu 38mm2, transformer (single intermediate pole/platform mounting) (bails/LL clamps) | ES400O3 | 500510 | [250 empty] | 0
GA kit, ES400O3 (Dwg I-400O3-GA-020, Ref 2), 11kV, for HDCu 70mm2, transformer (single intermediate pole/platform mounting) (bails/LL clamps) | ES400O3 | 500511 | [250 empty] | 0
GA kit, ES400O3 (Dwg I-400O3-GA-020, Ref 3), 11kV, for HDCu 100mm2, transformer (single intermediate pole/platform mounting) (bails/LL clamps) | ES400O3 | 500512 | [250 empty] | 0
GA kit, ES400O3 (Dwg I-400O3-GA-020, Ref 4), 11kV, for AAAC 50mm2, transformer (single intermediate pole/platform mounting) (bails/LL clamps) | ES400O3 | 500513 | [250 empty] | 0
GA kit, ES400O3 (Dwg I-400O3-GA-020, Ref 5), 11kV, for AAAC 100mm2, transformer (single intermediate pole/platform mounting) (bails/LL clamps) | ES400O3 | 500514 | [250 empty] | 0
GA kit, ES400O3 (Dwg I-400O3-GA-020, Ref 6), 11kV, for AAAC 150mm2, transformer (single intermediate pole/platform mounting) (bails/LL clamps) | ES400O3 | 500515 | [250 empty] | 0
GA kit, ES400O3 (Dwg I-400O3-GA-021, Ref 1), 11kV, for HDCu 38mm2, transformer (single intermediate pole/platform mounting) (bails/LL clamps/fuses/links) | ES400O3 | 500526 | [250 empty] | 0
GA kit, ES400O3 (Dwg I-400O3-GA-021, Ref 2), 11kV, for HDCu 70mm2, transformer (single intermediate pole/platform mounting) (bails/LL clamps/fuses/links) | ES400O3 | 500527 | [250 empty] | 0
GA kit, ES400O3 (Dwg I-400O3-GA-021, Ref 3), 11kV, for HDCu 100mm2, transformer (single intermediate pole/platform mounting) (bails/LL clamps/fuses/links) | ES400O3 | 500528 | [250 empty] | 0
GA kit, ES400O3 (Dwg I-400O3-GA-021, Ref 4), 11kV, for AAAC 50mm2, transformer (single intermediate pole/platform mounting) (bails/LL clamps/fuses/links) | ES400O3 | 500529 | [250 empty] | 0
GA kit, ES400O3 (Dwg I-400O3-GA-021, Ref 5), 11kV, for AAAC 100mm2, transformer (single intermediate pole/platform mounting) (bails/LL clamps/fuses/links) | ES400O3 | 500530 | [250 empty] | 0
GA kit, ES400O3 (Dwg I-400O3-GA-021, Ref 6), 11kV, for AAAC 150mm2, transformer (single intermediate pole/platform mounting) (bails/LL clamps/fuses/links) | ES400O3 | 500531 | [250 empty] | 0
GA kit, ES400O3 (Dwg I-400O3-GA-022, Ref 1), 11kV, for HDCu 38mm2, transformer (single terminal pole/platform mounting) (helical fittings) | ES400O3 | 500430 | [250 empty] | 0
GA kit, ES400O3 (Dwg I-400O3-GA-022, Ref 2), 11kV, for HDCu 70mm2, transformer (single terminal pole/platform mounting) (helical fittings) | ES400O3 | 500431 | [250 empty] | 0
GA kit, ES400O3 (Dwg I-400O3-GA-022, Ref 3), 11kV, for HDCu 100mm2, transformer (single terminal pole/platform mounting) (helical fittings) | ES400O3 | 500432 | [250 empty] | 0
GA kit, ES400O3 (Dwg I-400O3-GA-022, Ref 4), 11kV, for AAAC 50mm2, transformer (single terminal pole/platform mounting) (helical fittings) | ES400O3 | 500433 | [250 empty] | 0
GA kit, ES400O3 (Dwg I-400O3-GA-022, Ref 5), 11kV, for AAAC 100mm2, transformer (single terminal pole/platform mounting) (helical fittings) | ES400O3 | 500434 | [250 empty] | 0
GA kit, ES400O3 (Dwg I-400O3-GA-022, Ref 6), 11kV, for AAAC 150mm2, transformer (single terminal pole/platform mounting) (helical fittings) | ES400O3 | 500435 | [250 empty] | 0
GA kit, ES400O3 (Dwg I-400O3-GA-023, Ref 1), 11kV, for HDCu 38mm2, transformer (single terminal pole/platform mounting) (compression fittings/bails/LL clamps) | ES400O3 | 500542 | [250 empty] | 0
GA kit, ES400O3 (Dwg I-400O3-GA-023, Ref 2), 11kV, for HDCu 70mm2, transformer (single terminal pole/platform mounting) (compression fittings/bails/LL clamps) | ES400O3 | 500543 | [250 empty] | 0
GA kit, ES400O3 (Dwg I-400O3-GA-023, Ref 3), 11kV, for HDCu 100mm2, transformer (single terminal pole/platform mounting) (compression fittings/bails/LL clamps) | ES400O3 | 500544 | [250 empty] | 0
GA kit, ES400O3 (Dwg I-400O3-GA-023, Ref 4), 11kV, for AAAC 50mm2, transformer (single terminal pole/platform mounting) (compression fittings/bails/LL clamps) | ES400O3 | 500545 | [250 empty] | 0
GA kit, ES400O3 (Dwg I-400O3-GA-023, Ref 5), 11kV, for AAAC 100mm2, transformer (single terminal pole/platform mounting) (compression fittings/bails/LL clamps) | ES400O3 | 500546 | [250 empty] | 0
GA kit, ES400O3 (Dwg I-400O3-GA-023, Ref 6), 11kV, for AAAC 150mm2, transformer (single terminal pole/platform mounting) (compression fittings/bails/LL clamps) | ES400O3 | 500547 | [250 empty] | 0
GA kit, ES400O3 (Dwg I-400O3-GA-024, Ref 1), 11kV, for HDCu 38mm2, transformer (single terminal pole/platform mounting) (helical fittings/fuses/links) | ES400O3 | 500558 | [250 empty] | 0
GA kit, ES400O3 (Dwg I-400O3-GA-024, Ref 2), 11kV, for HDCu 70mm2, transformer (single terminal pole/platform mounting) (helical fittings/fuses/links) | ES400O3 | 500559 | [250 empty] | 0
GA kit, ES400O3 (Dwg I-400O3-GA-024, Ref 3), 11kV, for HDCu 100mm2, transformer (single terminal pole/platform mounting) (helical fittings/fuses/links) | ES400O3 | 500560 | [250 empty] | 0
GA kit, ES400O3 (Dwg I-400O3-GA-024, Ref 4), 11kV, for AAAC 50mm2, transformer (single terminal pole/platform mounting) (helical fittings/fuses/links) | ES400O3 | 500561 | [250 empty] | 0
GA kit, ES400O3 (Dwg I-400O3-GA-024, Ref 5), 11kV, for AAAC 100mm2, transformer (single terminal pole/platform mounting) (helical fittings/fuses/links) | ES400O3 | 500562 | [250 empty] | 0
GA kit, ES400O3 (Dwg I-400O3-GA-024, Ref 6), 11kV, for AAAC 150mm2, transformer (single terminal pole/platform mounting) (helical fittings/fuses/links) | ES400O3 | 500563 | [250 empty] | 0
GA kit, ES400O3 (Dwg I-400O3-GA-025, Ref 1), 11kV, for HDCu 38mm2, transformer (single terminal pole/platform mounting) (compression fittings/bails/LL clamps/fuses/links) | ES400O3 | 500408 | [250 empty] | 0
GA kit, ES400O3 (Dwg I-400O3-GA-025, Ref 2), 11kV, for HDCu 70mm2, transformer (single terminal pole/platform mounting) (compression fittings/bails/LL clamps/fuses/links) | ES400O3 | 500409 | [250 empty] | 0
GA kit, ES400O3 (Dwg I-400O3-GA-025, Ref 3), 11kV, for HDCu 100mm2, transformer (single terminal pole/platform mounting) (compression fittings/bails/LL clamps/fuses/links) | ES400O3 | 500410 | [250 empty] | 0
GA kit, ES400O3 (Dwg I-400O3-GA-025, Ref 4), 11kV, for AAAC 50mm2, transformer (single terminal pole/platform mounting) (compression fittings/bails/LL clamps/fuses/links) | ES400O3 | 500411 | [250 empty] | 0
GA kit, ES400O3 (Dwg I-400O3-GA-025, Ref 5), 11kV, for AAAC 100mm2, transformer (single terminal pole/platform mounting) (compression fittings/bails/LL clamps/fuses/links) | ES400O3 | 500412 | [250 empty] | 0
GA kit, ES400O3 (Dwg I-400O3-GA-025, Ref 6), 11kV, for AAAC 150mm2, transformer (single terminal pole/platform mounting) (compression fittings/bails/LL clamps/fuses/links) | ES400O3 | 500413 | [250 empty] | 0
GA kit, ES400O3 (Dwg I-400O3-GA-026, Ref 1), 11kV, for HDCu 38mm2, transformer (H-pole mounting) (helical fittings/fuses/links) | ES400O3 | 500574 | [250 empty] | 0
GA kit, ES400O3 (Dwg I-400O3-GA-026, Ref 2), 11kV, for HDCu 70mm2, transformer (H-pole mounting) (helical fittings/fuses/links) | ES400O3 | 500575 | [250 empty] | 0
GA kit, ES400O3 (Dwg I-400O3-GA-026, Ref 3), 11kV, for HDCu 100mm2, transformer (H-pole mounting) (helical fittings/fuses/links) | ES400O3 | 500576 | [250 empty] | 0
GA kit, ES400O3 (Dwg I-400O3-GA-026, Ref 4), 11kV, for AAAC 50mm2, transformer (H-pole mounting) (helical fittings/fuses/links) | ES400O3 | 500577 | [250 empty] | 0
GA kit, ES400O3 (Dwg I-400O3-GA-026, Ref 5), 11kV, for AAAC 100mm2, transformer (H-pole mounting) (helical fittings/fuses/links) | ES400O3 | 500578 | [250 empty] | 0
GA kit, ES400O3 (Dwg I-400O3-GA-026, Ref 6), 11kV, for AAAC 150mm2, transformer (H-pole mounting) (helical fittings/fuses/links) | ES400O3 | 500579 | [250 empty] | 0
GA kit, ES400O3 (Dwg I-400O3-GA-027, Ref 1), 11kV, for HDCu 38mm2, transformer (H-pole mounting) (compression fittings/bails/LL clamps/fuses/links) | ES400O3 | 500420 | [250 empty] | 0
GA kit, ES400O3 (Dwg I-400O3-GA-027, Ref 2), 11kV, for HDCu 70mm2, transformer (H-pole mounting) (compression fittings/bails/LL clamps/fuses/links) | ES400O3 | 500421 | [250 empty] | 0
GA kit, ES400O3 (Dwg I-400O3-GA-027, Ref 3), 11kV, for HDCu 100mm2, transformer (H-pole mounting) (compression fittings/bails/LL clamps/fuses/links) | ES400O3 | 500422 | [250 empty] | 0
GA kit, ES400O3 (Dwg I-400O3-GA-027, Ref 4), 11kV, for AAAC 50mm2, transformer (H-pole mounting) (compression fittings/bails/LL clamps/fuses/links) | ES400O3 | 500423 | [250 empty] | 0
GA kit, ES400O3 (Dwg I-400O3-GA-027, Ref 5), 11kV, for AAAC 100mm2, transformer (H-pole mounting) (compression fittings/bails/LL clamps/fuses/links) | ES400O3 | 500424 | [250 empty] | 0
GA kit, ES400O3 (Dwg I-400O3-GA-027, Ref 6), 11kV, for AAAC 150mm2, transformer (H-pole mounting) (compression fittings/bails/LL clamps/fuses/links) | ES400O3 | 500425 | [250 empty] | 0
GA kit, ES400O3 (Dwg I-400O3-GA-028, Ref 1), 11kV, for HDCu 38mm2, transformer (stub pole mounting) (bails/LL clamps/fuses/links) | ES400O3 | 500590 | [250 empty] | 0
GA kit, ES400O3 (Dwg I-400O3-GA-028, Ref 2), 11kV, for HDCu 70mm2, transformer (stub pole mounting) (bails/LL clamps/fuses/links) | ES400O3 | 500591 | [250 empty] | 0
GA kit, ES400O3 (Dwg I-400O3-GA-028, Ref 3), 11kV, for HDCu 100mm2, transformer (stub pole mounting) (bails/LL clamps/fuses/links) | ES400O3 | 500592 | [250 empty] | 0
GA kit, ES400O3 (Dwg I-400O3-GA-028, Ref 4), 11kV, for AAAC 50mm2, transformer (stub pole mounting) (bails/LL clamps/fuses/links) | ES400O3 | 500593 | [250 empty] | 0
GA kit, ES400O3 (Dwg I-400O3-GA-028, Ref 5), 11kV, for AAAC 100mm2, transformer (stub pole mounting) (bails/LL clamps/fuses/links) | ES400O3 | 500594 | [250 empty] | 0
GA kit, ES400O3 (Dwg I-400O3-GA-028, Ref 6), 11kV, for AAAC 150mm2, transformer (stub pole mounting) (bails/LL clamps/fuses/links) | ES400O3 | 500595 | [250 empty] | 0
GA kit, ES400O3 (Dwg I-400O3-GA-029, Ref 1), 11kV, for HDCu 38mm2, auto-recloser/auto-sectionaliser (single pole/flying section) (compression fittings/bails/LL clamps) | ES400O3 | 500622 | [250 empty] | 0
GA kit, ES400O3 (Dwg I-400O3-GA-029, Ref 2), 11kV, for HDCu 70mm2, auto-recloser/auto-sectionaliser (single pole/flying section) (compression fittings/bails/LL clamps) | ES400O3 | 500623 | [250 empty] | 0
GA kit, ES400O3 (Dwg I-400O3-GA-029, Ref 3), 11kV, for HDCu 100mm2, auto-recloser/auto-sectionaliser (single pole/flying section) (compression fittings/bails/LL clamps) | ES400O3 | 500624 | [250 empty] | 0
GA kit, ES400O3 (Dwg I-400O3-GA-029, Ref 4), 11kV, for AAAC 50mm2, auto-recloser/auto-sectionaliser (single pole/flying section) (compression fittings/bails/LL clamps) | ES400O3 | 500625 | [250 empty] | 0
GA kit, ES400O3 (Dwg I-400O3-GA-029, Ref 5), 11kV, for AAAC 100mm2, auto-recloser/auto-sectionaliser (single pole/flying section) (compression fittings/bails/LL clamps) | ES400O3 | 500626 | [250 empty] | 0
GA kit, ES400O3 (Dwg I-400O3-GA-029, Ref 6), 11kV, for AAAC 150mm2, auto-recloser/auto-sectionaliser (single pole/flying section) (compression fittings/bails/LL clamps) | ES400O3 | 500627 | [250 empty] | 0
GA kit, ES400O3 (Dwg I-400O3-GA-030, Ref 1), 11kV, for HDCu 38mm2, auto-recloser/auto-sectionaliser (single pole/straight line section) (compression fittings/bails/LL clamps) | ES400O3 | 500606 | [250 empty] | 0
GA kit, ES400O3 (Dwg I-400O3-GA-030, Ref 2), 11kV, for HDCu 70mm2, auto-recloser/auto-sectionaliser (single pole/straight line section) (compression fittings/bails/LL clamps) | ES400O3 | 500607 | [250 empty] | 0
GA kit, ES400O3 (Dwg I-400O3-GA-030, Ref 3), 11kV, for HDCu 100mm2, auto-recloser/auto-sectionaliser (single pole/straight line section) (compression fittings/bails/LL clamps) | ES400O3 | 500608 | [250 empty] | 0
GA kit, ES400O3 (Dwg I-400O3-GA-030, Ref 4), 11kV, for AAAC 50mm2, auto-recloser/auto-sectionaliser (single pole/straight line section) (compression fittings/bails/LL clamps) | ES400O3 | 500609 | [250 empty] | 0
GA kit, ES400O3 (Dwg I-400O3-GA-030, Ref 5), 11kV, for AAAC 100mm2, auto-recloser/auto-sectionaliser (single pole/straight line section) (compression fittings/bails/LL clamps) | ES400O3 | 500610 | [250 empty] | 0
GA kit, ES400O3 (Dwg I-400O3-GA-030, Ref 6), 11kV, for AAAC 150mm2, auto-recloser/auto-sectionaliser (single pole/straight line section) (compression fittings/bails/LL clamps) | ES400O3 | 500611 | [250 empty] | 0
GA kit, ES400O3 (Dwg I-400O3-GA-031, Ref 1), 11kV, for HDCu 38mm2, in-line fuses/links (single pole/straight line section) (helical fittings/fuses/links) | ES400O3 | 500426 | [250 empty] | 0
GA kit, ES400O3 (Dwg I-400O3-GA-031, Ref 2), 11kV, for HDCu 70mm2, in-line fuses/links (single pole/straight line section) (helical fittings/fuses/links) | ES400O3 | 500427 | [250 empty] | 0
GA kit, ES400O3 (Dwg I-400O3-GA-031, Ref 3), 11kV, for HDCu 100mm2, in-line fuses/links (single pole/straight line section) (helical fittings/fuses/links) | ES400O3 | 500428 | [250 empty] | 0
GA kit, ES400O3 (Dwg I-400O3-GA-031, Ref 4), 11kV, for AAAC 50mm2, in-line fuses/links (single pole/straight line section) (helical fittings/fuses/links) | ES400O3 | 500429 | [250 empty] | 0
GA kit, ES400O3 (Dwg I-400O3-GA-031, Ref 5), 11kV, for AAAC 100mm2, in-line fuses/links (single pole/straight line section) (helical fittings/fuses/links) | ES400O3 | 500436 | [250 empty] | 0
GA kit, ES400O3 (Dwg I-400O3-GA-031, Ref 6), 11kV, for AAAC 150mm2, in-line fuses/links (single pole/straight line section) (helical fittings/fuses/links) | ES400O3 | 500437 | [250 empty] | 0
GA kit, ES400O3 (Dwg I-400O3-GA-032, Ref 1), 11kV, for HDCu 38mm2, fuses/links (single pole/straight line section) (compression fittings/bails/LL clamps/fuses/links) | ES400O3 | 500438 | [250 empty] | 0
GA kit, ES400O3 (Dwg I-400O3-GA-032, Ref 2), 11kV, for HDCu 70mm2, fuses/links (single pole/straight line section) (compression fittings/bails/LL clamps/fuses/links) | ES400O3 | 500439 | [250 empty] | 0
GA kit, ES400O3 (Dwg I-400O3-GA-032, Ref 3), 11kV, for HDCu 100mm2, fuses/links (single pole/straight line section) (compression fittings/bails/LL clamps/fuses/links) | ES400O3 | 500440 | [250 empty] | 0
GA kit, ES400O3 (Dwg I-400O3-GA-032, Ref 4), 11kV, for AAAC 50mm2, fuses/links (single pole/straight line section) (compression fittings/bails/LL clamps/fuses/links) | ES400O3 | 500441 | [250 empty] | 0
GA kit, ES400O3 (Dwg I-400O3-GA-032, Ref 5), 11kV, for AAAC 100mm2, fuses/links (single pole/straight line section) (compression fittings/bails/LL clamps/fuses/links) | ES400O3 | 500442 | [250 empty] | 0
GA kit, ES400O3 (Dwg I-400O3-GA-032, Ref 6), 11kV, for AAAC 150mm2, fuses/links (single pole/straight line section) (compression fittings/bails/LL clamps/fuses/links) | ES400O3 | 500443 | [250 empty] | 0
GA kit, ES400O3 (Dwg I-400O3-GA-033, Ref 1), 11kV, for HDCu 38mm2, aerial switch (single pole/underslung mounting) (helical fittings) | ES400O3 | 500444 | [250 empty] | 0
GA kit, ES400O3 (Dwg I-400O3-GA-033, Ref 2), 11kV, for HDCu 70mm2, aerial switch (single pole/underslung mounting) (helical fittings) | ES400O3 | 500445 | [250 empty] | 0
GA kit, ES400O3 (Dwg I-400O3-GA-033, Ref 3), 11kV, for HDCu 100mm2, aerial switch (single pole/underslung mounting) (helical fittings) | ES400O3 | 500452 | [250 empty] | 0
GA kit, ES400O3 (Dwg I-400O3-GA-033, Ref 4), 11kV, for AAAC 50mm2, aerial switch (single pole/underslung mounting) (helical fittings) | ES400O3 | 500453 | [250 empty] | 0
GA kit, ES400O3 (Dwg I-400O3-GA-033, Ref 5), 11kV, for AAAC 100mm2, aerial switch (single pole/underslung mounting) (helical fittings) | ES400O3 | 500454 | [250 empty] | 0
GA kit, ES400O3 (Dwg I-400O3-GA-033, Ref 6), 11kV, for AAAC 150mm2, aerial switch (single pole/underslung mounting) (helical fittings) | ES400O3 | 500455 | [250 empty] | 0
GA kit, ES400O3 (Dwg I-400O3-GA-034, Ref 1), 11kV, for HDCu 38mm2, aerial switch (single pole/underslung mounting) (compression fittings/bails/LL clamps) | ES400O3 | 500654 | [250 empty] | 0
GA kit, ES400O3 (Dwg I-400O3-GA-034, Ref 2), 11kV, for HDCu 70mm2, aerial switch (single pole/underslung mounting) (compression fittings/bails/LL clamps) | ES400O3 | 500655 | [250 empty] | 0
GA kit, ES400O3 (Dwg I-400O3-GA-034, Ref 3), 11kV, for HDCu 100mm2, aerial switch (single pole/underslung mounting) (compression fittings/bails/LL clamps) | ES400O3 | 500656 | [250 empty] | 0
GA kit, ES400O3 (Dwg I-400O3-GA-034, Ref 4), 11kV, for AAAC 50mm2, aerial switch (single pole/underslung mounting) (compression fittings/bails/LL clamps) | ES400O3 | 500657 | [250 empty] | 0
GA kit, ES400O3 (Dwg I-400O3-GA-034, Ref 5), 11kV, for AAAC 100mm2, aerial switch (single pole/underslung mounting) (compression fittings/bails/LL clamps) | ES400O3 | 500658 | [250 empty] | 0
GA kit, ES400O3 (Dwg I-400O3-GA-034, Ref 6), 11kV, for AAAC 150mm2, aerial switch (single pole/underslung mounting) (compression fittings/bails/LL clamps) | ES400O3 | 500659 | [250 empty] | 0
GA kit, ES400O3 (Dwg I-400O3-GA-035, Ref 1), 11kV, for HDCu 38mm2, aerial switch (H-pole/underslung mounting) (helical fittings) | ES400O3 | 500456 | [250 empty] | 0
GA kit, ES400O3 (Dwg I-400O3-GA-035, Ref 2), 11kV, for HDCu 70mm2, aerial switch (H-pole/underslung mounting) (helical fittings) | ES400O3 | 500457 | [250 empty] | 0
GA kit, ES400O3 (Dwg I-400O3-GA-035, Ref 3), 11kV, for HDCu 100mm2, aerial switch (H-pole/underslung mounting) (helical fittings) | ES400O3 | 500458 | [250 empty] | 0
GA kit, ES400O3 (Dwg I-400O3-GA-035, Ref 4), 11kV, for AAAC 50mm2, aerial switch (H-pole/underslung mounting) (helical fittings) | ES400O3 | 500459 | [250 empty] | 0
GA kit, ES400O3 (Dwg I-400O3-GA-035, Ref 5), 11kV, for AAAC 100mm2, aerial switch (H-pole/underslung mounting) (helical fittings) | ES400O3 | 500460 | [250 empty] | 0
GA kit, ES400O3 (Dwg I-400O3-GA-035, Ref 6), 11kV, for AAAC 150mm2, aerial switch (H-pole/underslung mounting) (helical fittings) | ES400O3 | 500461 | [250 empty] | 0
GA kit, ES400O3 (Dwg I-400O3-GA-035, Ref 7), 33kV, for HDCu 100mm2, aerial switch (H-pole/underslung mounting) (helical fittings) | ES400O3 | 500468 | [250 empty] | 0
GA kit, ES400O3 (Dwg I-400O3-GA-035, Ref 8), 33kV, for AAAC 150mm2, aerial switch (H-pole/underslung mounting) (helical fittings) | ES400O3 | 500469 | [250 empty] | 0
GA kit, ES400O3 (Dwg I-400O3-GA-035, Ref 9), 33kV, for AAAC 200mm2, aerial switch (H-pole/underslung mounting) (helical fittings) | ES400O3 | 500470 | [250 empty] | 0
GA kit, ES400O3 (Dwg I-400O3-GA-036, Ref 1), 11kV, for HDCu 38mm2, aerial switch (H-pole/underslung mounting) (compression fittings/bails/LL clamps) | ES400O3 | 500471 | [250 empty] | 0
GA kit, ES400O3 (Dwg I-400O3-GA-036, Ref 2), 11kV, for HDCu 70mm2, aerial switch (H-pole/underslung mounting) (compression fittings/bails/LL clamps) | ES400O3 | 500472 | [250 empty] | 0
GA kit, ES400O3 (Dwg I-400O3-GA-036, Ref 3), 11kV, for HDCu 100mm2, aerial switch (H-pole/underslung mounting) (compression fittings/bails/LL clamps) | ES400O3 | 500473 | [250 empty] | 0
GA kit, ES400O3 (Dwg I-400O3-GA-036, Ref 4), 11kV, for AAAC 50mm2, aerial switch (H-pole/underslung mounting) (compression fittings/bails/LL clamps) | ES400O3 | 500474 | [250 empty] | 0
GA kit, ES400O3 (Dwg I-400O3-GA-036, Ref 5), 11kV, for AAAC 100mm2, aerial switch (H-pole/underslung mounting) (compression fittings/bails/LL clamps) | ES400O3 | 500475 | [250 empty] | 0
GA kit, ES400O3 (Dwg I-400O3-GA-037, Ref 1), 11kV, for HDCu 38mm2, cable terminal (single pole terminal) (helical fittings) | ES400O3 | 500683 | [250 empty] | 0
GA kit, ES400O3 (Dwg I-400O3-GA-037, Ref 2), 11kV, for HDCu 70mm2, cable terminal (single pole terminal) (helical fittings) | ES400O3 | 500684 | [250 empty] | 0
GA kit, ES400O3 (Dwg I-400O3-GA-037, Ref 3), 11kV, for HDCu 100mm2, cable terminal (single pole terminal) (helical fittings) | ES400O3 | 500685 | [250 empty] | 0
GA kit, ES400O3 (Dwg I-400O3-GA-037, Ref 4), 11kV, for AAAC 50mm2, cable terminal (single pole terminal) (helical fittings) | ES400O3 | 500686 | [250 empty] | 0
GA kit, ES400O3 (Dwg I-400O3-GA-037, Ref 5), 11kV, for AAAC 100mm2, cable terminal (single pole terminal) (helical fittings) | ES400O3 | 500687 | [250 empty] | 0
GA kit, ES400O3 (Dwg I-400O3-GA-037, Ref 6), 11kV, for AAAC 150mm2, cable terminal (single pole terminal) (helical fittings) | ES400O3 | 500688 | [250 empty] | 0
GA kit, ES400O3 (Dwg I-400O3-GA-038, Ref 1), 11kV, for HDCu 38mm2, cable terminal (single pole terminal) (compression fittings/bails/LL clamps) | ES400O3 | 500486 | [250 empty] | 0
GA kit, ES400O3 (Dwg I-400O3-GA-038, Ref 2), 11kV, for HDCu 70mm2, cable terminal (single pole terminal) (compression fittings/bails/LL clamps) | ES400O3 | 500487 | [250 empty] | 0
GA kit, ES400O3 (Dwg I-400O3-GA-038, Ref 3), 11kV, for HDCu 100mm2, cable terminal (single pole terminal) (compression fittings/bails/LL clamps) | ES400O3 | 500488 | [250 empty] | 0
GA kit, ES400O3 (Dwg I-400O3-GA-038, Ref 4), 11kV, for AAAC 50mm2, cable terminal (single pole terminal) (compression fittings/bails/LL clamps) | ES400O3 | 500489 | [250 empty] | 0
GA kit, ES400O3 (Dwg I-400O3-GA-038, Ref 5), 11kV, for AAAC 100mm2, cable terminal (single pole terminal) (compression fittings/bails/LL clamps) | ES400O3 | 500490 | [250 empty] | 0
GA kit, ES400O3 (Dwg I-400O3-GA-039, Ref 1), 11kV, for HDCu 38mm2, cable terminal (single pole terminal) (helical fittings/fuses/links) | ES400O3 | 500699 | [250 empty] | 0
GA kit, ES400O3 (Dwg I-400O3-GA-039, Ref 2), 11kV, for HDCu 70mm2, cable terminal (single pole terminal) (helical fittings/fuses/links) | ES400O3 | 500700 | [250 empty] | 0
GA kit, ES400O3 (Dwg I-400O3-GA-039, Ref 3), 11kV, for HDCu 100mm2, cable terminal (single pole terminal) (helical fittings/fuses/links) | ES400O3 | 500701 | [250 empty] | 0
GA kit, ES400O3 (Dwg I-400O3-GA-039, Ref 4), 11kV, for AAAC 50mm2, cable terminal (single pole terminal) (helical fittings/fuses/links) | ES400O3 | 500702 | [250 empty] | 0
GA kit, ES400O3 (Dwg I-400O3-GA-039, Ref 5), 11kV, for AAAC 100mm2, cable terminal (single pole terminal) (helical fittings/fuses/links) | ES400O3 | 500703 | [250 empty] | 0
GA kit, ES400O3 (Dwg I-400O3-GA-039, Ref 6), 11kV, for AAAC 150mm2, cable terminal (single pole terminal) (helical fittings/fuses/links) | ES400O3 | 500704 | [250 empty] | 0
GA kit, ES400O3 (Dwg I-400O3-GA-040, Ref 1), 11kV, for HDCu 38mm2, cable terminal (single pole terminal) (compression fittings/bails/LL clamps/fuses/links) | ES400O3 | 500492 | [250 empty] | 0
GA kit, ES400O3 (Dwg I-400O3-GA-040, Ref 2), 11kV, for HDCu 70mm2, cable terminal (single pole terminal) (compression fittings/bails/LL clamps/fuses/links) | ES400O3 | 500493 | [250 empty] | 0
GA kit, ES400O3 (Dwg I-400O3-GA-040, Ref 3), 11kV, for HDCu 100mm2, cable terminal (single pole terminal) (compression fittings/bails/LL clamps/fuses/links) | ES400O3 | 500500 | [250 empty] | 0
GA kit, ES400O3 (Dwg I-400O3-GA-040, Ref 4), 11kV, for AAAC 50mm2, cable terminal (single pole terminal) (compression fittings/bails/LL clamps/fuses/links) | ES400O3 | 500501 | [250 empty] | 0
GA kit, ES400O3 (Dwg I-400O3-GA-040, Ref 5), 11kV, for AAAC 100mm2, cable terminal (single pole terminal) (compression fittings/bails/LL clamps/fuses/links) | ES400O3 | 500502 | [250 empty] | 0
GA kit, ES400O3 (Dwg I-400O3-GA-041, Ref 1), 11kV, for HDCu 38mm2, cable terminal (single intermediate pole) (solid connections) | ES400O3 | 500504 | [250 empty] | 0
GA kit, ES400O3 (Dwg I-400O3-GA-041, Ref 2), 11kV, for HDCu 70mm2, cable terminal (single intermediate pole) (solid connections) | ES400O3 | 500505 | [250 empty] | 0
GA kit, ES400O3 (Dwg I-400O3-GA-041, Ref 3), 11kV, for HDCu 100mm2, cable terminal (single intermediate pole) (solid connections) | ES400O3 | 500506 | [250 empty] | 0
GA kit, ES400O3 (Dwg I-400O3-GA-041, Ref 4), 11kV, for AAAC 50mm2, cable terminal (single intermediate pole) (solid connections) | ES400O3 | 500507 | [250 empty] | 0
GA kit, ES400O3 (Dwg I-400O3-GA-041, Ref 5), 11kV, for AAAC 100mm2, cable terminal (single intermediate pole) (solid connections) | ES400O3 | 500508 | [250 empty] | 0
GA kit, ES400O3 (Dwg I-400O3-GA-041, Ref 6), 11kV, for AAAC 150mm2, cable terminal (single intermediate pole) (solid connections) | ES400O3 | 500509 | [250 empty] | 0
GA kit, ES400O3 (Dwg I-400O3-GA-042, Ref 1), 11kV, for HDCu 38mm2, cable terminal (single intermediate pole) (connection via fuses/links) | ES400O3 | 500516 | [250 empty] | 0
GA kit, ES400O3 (Dwg I-400O3-GA-042, Ref 2), 11kV, for HDCu 70mm2, cable terminal (single intermediate pole) (connection via fuses/links) | ES400O3 | 500517 | [250 empty] | 0
GA kit, ES400O3 (Dwg I-400O3-GA-042, Ref 3), 11kV, for HDCu 100mm2, cable terminal (single intermediate pole) (connection via fuses/links) | ES400O3 | 500518 | [250 empty] | 0
GA kit, ES400O3 (Dwg I-400O3-GA-042, Ref 4), 11kV, for AAAC 50mm2, cable terminal (single intermediate pole) (connection via fuses/links) | ES400O3 | 500519 | [250 empty] | 0
GA kit, ES400O3 (Dwg I-400O3-GA-042, Ref 5), 11kV, for AAAC 100mm2, cable terminal (single intermediate pole) (connection via fuses/links) | ES400O3 | 500520 | [250 empty] | 0
GA kit, ES400O3 (Dwg I-400O3-GA-042, Ref 6), 11kV, for AAAC 150mm2, cable terminal (single intermediate pole) (connection via fuses/links) | ES400O3 | 500521 | [250 empty] | 0
GA kit, ES400O3 (Dwg I-400O3-GA-043, Ref 1), 11kV, for HDCu 38mm2, cable terminal (H-pole terminal) (helical fittings) | ES400O3 | 500522 | [250 empty] | 0
GA kit, ES400O3 (Dwg I-400O3-GA-043, Ref 2), 11kV, for HDCu 70mm2, cable terminal (H-pole terminal) (helical fittings) | ES400O3 | 500523 | [250 empty] | 0
GA kit, ES400O3 (Dwg I-400O3-GA-043, Ref 3), 11kV, for HDCu 100mm2, cable terminal (H-pole terminal) (helical fittings) | ES400O3 | 500524 | [250 empty] | 0
GA kit, ES400O3 (Dwg I-400O3-GA-043, Ref 4), 11kV, for AAAC 50mm2, cable terminal (H-pole terminal) (helical fittings) | ES400O3 | 500525 | [250 empty] | 0
GA kit, ES400O3 (Dwg I-400O3-GA-043, Ref 5), 11kV, for AAAC 100mm2, cable terminal (H-pole terminal) (helical fittings) | ES400O3 | 500532 | [250 empty] | 0
GA kit, ES400O3 (Dwg I-400O3-GA-043, Ref 6), 11kV, for AAAC 150mm2, cable terminal (H-pole terminal) (helical fittings) | ES400O3 | 500533 | [250 empty] | 0
GA kit, ES400O3 (Dwg I-400O3-GA-043, Ref 7), 33kV, for HDCu 100mm2, cable terminal (H-pole terminal) (helical fittings) | ES400O3 | 500534 | [250 empty] | 0
GA kit, ES400O3 (Dwg I-400O3-GA-043, Ref 8), 33kV, for AAAC 150mm2, cable terminal (H-pole terminal) (helical fittings) | ES400O3 | 500535 | [250 empty] | 0
GA kit, ES400O3 (Dwg I-400O3-GA-043, Ref 9), 33kV, for AAAC 200mm2, cable terminal (H-pole terminal) (helical fittings) | ES400O3 | 500536 | [250 empty] | 0
GA kit, ES400O3 (Dwg I-400O3-GA-044, Ref 7), 33kV, for HDCu 100mm2, cable terminal (H-pole terminal) (compression fittings/bails/LL clamps) | ES400O3 | 500537 | [250 empty] | 0
GA kit, ES400O3 (Dwg I-400O3-GA-044, Ref 8), 33kV, for AAAC 150mm2, cable terminal (H-pole terminal) (compression fittings/bails/LL clamps) | ES400O3 | 500538 | [250 empty] | 0
GA kit, ES400O3 (Dwg I-400O3-GA-044, Ref 9), 33kV, for AAAC 200mm2, cable terminal (H-pole terminal) (compression fittings/bails/LL clamps) | ES400O3 | 500539 | [250 empty] | 0
GA kit, ES400O3 (Dwg I-400O3-GA-045, Ref 2), 11kV, for HDCu 70mm2, intermediate (single pole/double crossarm) | ES400O3 | 500301 | [250 empty] | 0
GA kit, ES400O3 (Dwg I-400O3-GA-045, Ref 3), 11kV, for HDCu 100mm2, intermediate (single pole/double crossarm) | ES400O3 | 500302 | [250 empty] | 0
GA kit, ES400O3 (Dwg I-400O3-GA-045, Ref 5), 11kV, for AAAC 100mm2, intermediate (single pole/double crossarm) | ES400O3 | 500304 | [250 empty] | 0
GA kit, ES400O3 (Dwg I-400O3-GA-045, Ref 6), 11kV, for AAAC 150mm2, intermediate (single pole/double crossarm) | ES400O3 | 500305 | [250 empty] | 0
GA kit, ES400O3 (Dwg I-400O3-GA-045, Ref 7), 33kV, for HDCu 100mm2, intermediate (single pole/double crossarm) | ES400O3 | 500306 | [250 empty] | 0
GA kit, ES400O3 (Dwg I-400O3-GA-045, Ref 8), 33kV, for AAAC 150mm2, intermediate (single pole/double crossarm) | ES400O3 | 500307 | [250 empty] | 0
GA kit, ES400O3 (Dwg I-400O3-GA-045, Ref 9), 33kV, for AAAC 200mm2, intermediate (single pole/double crossarm) | ES400O3 | 500308 | [250 empty] | 0
GA kit, ES400O3 (Dwg I-400O3-GA-046, Ref 2), 11kV, for HDCu 70mm2, pin angle (single pole/double crossarm) | ES400O3 | 500320 | [250 empty] | 0
GA kit, ES400O3 (Dwg I-400O3-GA-046, Ref 3), 11kV, for HDCu 100mm2, pin angle (single pole/double crossarm) | ES400O3 | 500321 | [250 empty] | 0
GA kit, ES400O3 (Dwg I-400O3-GA-046, Ref 5), 11kV, for AAAC 100mm2, pin angle (single pole/double crossarm) | ES400O3 | 500323 | [250 empty] | 0
GA kit, ES400O3 (Dwg I-400O3-GA-046, Ref 6), 11kV, for AAAC 150mm2, pin angle (single pole/double crossarm) | ES400O3 | 500324 | [250 empty] | 0
GA kit, ES400O3 (Dwg I-400O3-GA-046, Ref 7), 33kV, for HDCu 100mm2, pin angle (single pole/double crossarm) | ES400O3 | 500325 | [250 empty] | 0
GA kit, ES400O3 (Dwg I-400O3-GA-046, Ref 8), 33kV, for AAAC 150mm2, pin angle (single pole/double crossarm) | ES400O3 | 500326 | [250 empty] | 0
GA kit, ES400O3 (Dwg I-400O3-GA-046, Ref 9), 33kV, for AAAC 200mm2, pin angle (single pole/double crossarm) | ES400O3 | 500327 | [250 empty] | 0
GA kit, ES400O3 (Dwg I-400O3-GA-047, Ref 1), 11kV, for HDCu 38mm2, straight line section/angle section (H-Pole) (extended crossarm) (helical fittings) | ES400O3 | 500476 | [250 empty] | 0
GA kit, ES400O3 (Dwg I-400O3-GA-047, Ref 2), 11kV, for HDCu 70mm2, straight line section/angle section (H-Pole) (extended crossarm) (helical fittings) | ES400O3 | 500477 | [250 empty] | 0
GA kit, ES400O3 (Dwg I-400O3-GA-047, Ref 3), 11kV, for HDCu 100mm2, straight line section/angle section (H-Pole) (extended crossarm) (helical fittings) | ES400O3 | 500484 | [250 empty] | 0
GA kit, ES400O3 (Dwg I-400O3-GA-047, Ref 4), 11kV, for AAAC 50mm2, straight line section/angle section (H-Pole) (extended crossarm) (helical fittings) | ES400O3 | 500485 | [250 empty] | 0
GA kit, ES400O3 (Dwg I-400O3-GA-047, Ref 5), 11kV, for AAAC 100mm2, straight line section/angle section (H-Pole) (extended crossarm) (helical fittings) | ES400O3 | 500491 | [250 empty] | 0
GA kit, ES400O3 (Dwg I-400O3-GA-047, Ref 6), 11kV, for AAAC 150mm2, straight line section/angle section (H-Pole) (extended crossarm) (helical fittings) | ES400O3 | 500503 | [250 empty] | 0
GA kit, ES400O3 (Dwg I-400O3-GA-047, Ref 7), 33kV, for HDCu 100mm2, straight line section/angle section (H-Pole) (extended crossarm) (helical fittings) | ES400O3 | 500540 | [250 empty] | 0
GA kit, ES400O3 (Dwg I-400O3-GA-047, Ref 8), 33kV, for AAAC 150mm2, straight line section/angle section (H-Pole) (extended crossarm) (helical fittings) | ES400O3 | 500541 | [250 empty] | 0
GA kit, ES400O3 (Dwg I-400O3-GA-047, Ref 9), 33kV, for AAAC 200mm2, straight line section/angle section (H-Pole) (extended crossarm) (helical fittings) | ES400O3 | 500548 | [250 empty] | 0
GA kit, ES400O3 (Dwg I-400O3-GA-048, Ref 1), 11kV, for HDCu 38mm2, straight line section/angle section (H-Pole) (extended crossarm) (compression fittings) | ES400O3 | 500549 | [250 empty] | 0
GA kit, ES400O3 (Dwg I-400O3-GA-048, Ref 2), 11kV, for HDCu 70mm2, straight line section/angle section (H-Pole) (extended crossarm) (compression fittings) | ES400O3 | 500550 | [250 empty] | 0
GA kit, ES400O3 (Dwg I-400O3-GA-048, Ref 3), 11kV, for HDCu 100mm2, straight line section/angle section (H-Pole) (extended crossarm) (compression fittings) | ES400O3 | 500551 | [250 empty] | 0
GA kit, ES400O3 (Dwg I-400O3-GA-048, Ref 4), 11kV, for AAAC 50mm2, straight line section/angle section (H-Pole) (extended crossarm) (compression fittings) | ES400O3 | 500552 | [250 empty] | 0
GA kit, ES400O3 (Dwg I-400O3-GA-048, Ref 5), 11kV, for AAAC 100mm2, straight line section/angle section (H-Pole) (extended crossarm) (compression fittings) | ES400O3 | 500553 | [250 empty] | 0
GA kit, ES400O3 (Dwg I-400O3-GA-048, Ref 6), 11kV, for AAAC 150mm2, straight line section/angle section (H-Pole) (extended crossarm) (compression fittings) | ES400O3 | 500554 | [250 empty] | 0
GA kit, ES400O3 (Dwg I-400O3-GA-048, Ref 7), 33kV, for HDCu 100mm2, straight line section/angle section (H-Pole) (extended crossarm) (compression fittings) | ES400O3 | 500555 | [250 empty] | 0
GA kit, ES400O3 (Dwg I-400O3-GA-048, Ref 8), 33kV, for AAAC 150mm2, straight line section/angle section (H-Pole) (extended crossarm) (compression fittings) | ES400O3 | 500556 | [250 empty] | 0
GA kit, ES400O3 (Dwg I-400O3-GA-048, Ref 9), 33kV, for AAAC 200mm2, straight line section/angle section (H-Pole) (extended crossarm) (compression fittings) | ES400O3 | 500557 | [250 empty] | 0
Additional Items for GA
Conductor fitting, lug, 2-hole (13mm), straight, for conductor, flexible, 65mm2 | ES400C29 | 124892 | [250 empty] | 0
Conductor fitting, lug, 2-hole (13mm), right angled, bimetal, for AAAC, 100mm2 | ES400C29 | 124942 | [250 empty] | 0
Conductor fitting, lug, 2-hole (13mm), right angled, bimetal, for AAAC, 150mm2 | ES400C29 | 124944 | [250 empty] | 0
Conductor fitting, lug, 2-hole (13mm), right angled, bimetal, for AAAC, 200mm2 | ES400C29 | 124938 | [250 empty] | 0
Conductor fitting, lug, 2-hole (13mm), right angled, bimetal, for AAAC, 50mm2 | ES400C29 | 124940 | [250 empty] | 0
Conductor fitting, lug, 2-hole (13mm), right angled, for AAAC, 100mm2 | ES400C29 | 131450 | [250 empty] | 0
Conductor fitting, lug, 2-hole (13mm), right angled, for AAAC, 150mm2 | ES400C29 | 131460 | [250 empty] | 0
Conductor fitting, lug, 2-hole (13mm), right angled, for AAAC, 200mm2 | ES400C29 | 131470 | [250 empty] | 0
Conductor fitting, lug, 2-hole (13mm), right angled, for AAAC, 50mm2 | ES400C29 | 131440 | [250 empty] | 0
Conductor fitting, lug, 2-hole (13mm), right angled, for HDCu, 100mm2 | ES400C29 | 124932 | [250 empty] | 0
Conductor fitting, lug, 2-hole (13mm), right angled, for HDCu, 38mm2 | ES400C29 | 124930 | [250 empty] | 0
Conductor fitting, lug, 2-hole (13mm), right angled, for HDCu, 70mm2 | ES400C29 | 130610 | [250 empty] | 0
Conductor fitting, lug, 2-hole (13mm), straight, bimetal, for AAAC, 100mm2 | ES400C29 | 130630 | [250 empty] | 0
Conductor fitting, lug, 2-hole (13mm), straight, bimetal, for AAAC, 150mm2 | ES400C29 | 124936 | [250 empty] | 0
Conductor fitting, lug, 2-hole (13mm), straight, bimetal, for AAAC, 200mm2 | ES400C29 | 131340 | [250 empty] | 0
Conductor fitting, lug, 2-hole (13mm), straight, bimetal, for AAAC, 50mm2 | ES400C29 | 130620 | [250 empty] | 0
Conductor fitting, lug, 2-hole (13mm), straight, for AAAC, 100mm2 | ES400C29 | 131250 | [250 empty] | 0
Conductor fitting, lug, 2-hole (13mm), straight, for AAAC, 150mm2 | ES400C29 | 131260 | [250 empty] | 0
Conductor fitting, lug, 2-hole (13mm), straight, for AAAC, 200mm2 | ES400C29 | 131270 | [250 empty] | 0
Conductor fitting, lug, 2-hole (13mm), straight, for AAAC, 50mm2 | ES400C29 | 131240 | [250 empty] | 0
Conductor fitting, lug, 2-hole (13mm), straight, for HDCu, 100mm2 | ES400C29 | 124928 | [250 empty] | 0
Conductor fitting, lug, 2-hole (13mm), straight, for HDCu, 38mm2 | ES400C29 | 124926 | [250 empty] | 0
Conductor fitting, lug, 2-hole (13mm), straight, for HDCu, 70mm2 | ES400C29 | 124745 | [250 empty] | 0
Conductor fitting, lug, 2-hole, right angled, for conductor, flexible, 65mm2 | ES400C29 | 176255 | [250 empty] | 0
Conductor fitting, wedge tap bail, bimetal, for AAAC, 100mm2 | ES400C29 | 131150 | [250 empty] | 0
Conductor fitting, wedge tap bail, bimetal, for AAAC, 150mm2 | ES400C29 | 131160 | [250 empty] | 0
Conductor fitting, wedge tap bail, bimetal, for AAAC, 200mm2 | ES400C29 | 131170 | [250 empty] | 0
Conductor fitting, wedge tap bail, bimetal, for AAAC, 50mm2 | ES400C29 | 131140 | [250 empty] | 0
Conductor fitting, wedge tap bail, for HDCu, 100mm2 | ES400C29 | 131130 | [250 empty] | 0
Conductor fitting, wedge tap bail, for HDCu, 38mm2 | ES400C29 | 131110 | [250 empty] | 0
Conductor fitting, wedge tap bail, for HDCu, 70mm2 | ES400C29 | 131120 | [250 empty] | 0
Conductor fitting, wedge tap tee, for AAAC, 100mm2 (main line), to AAAC, 100mm2 (tee off) | ES400C29 | 124937 | [250 empty] | 0
Conductor fitting, wedge tap tee, for AAAC, 100mm2 (main line), to AAAC, 50mm2 (tee off) | ES400C29 | 124935 | [250 empty] | 0
Conductor fitting, wedge tap tee, for AAAC, 100mm2 (main line), to HDCu, 100mm2 (tee off) | ES400C29 | 151270 | [250 empty] | 0
Conductor fitting, wedge tap tee, for AAAC, 100mm2 (main line), to HDCu, 38mm2 (tee off) | ES400C29 | 151290 | [250 empty] | 0
Conductor fitting, wedge tap tee, for AAAC, 100mm2 (main line), to HDCu, 70mm2 (tee off) | ES400C29 | 151280 | [250 empty] | 0
Conductor fitting, wedge tap tee, for AAAC, 150mm2 (main line), to AAAC, 100mm2 (tee off) | ES400C29 | 124941 | [250 empty] | 0
Conductor fitting, wedge tap tee, for AAAC, 150mm2 (main line), to AAAC, 150mm2 (tee off) | ES400C29 | 124943 | [250 empty] | 0
Conductor fitting, wedge tap tee, for AAAC, 150mm2 (main line), to AAAC, 50mm2 (tee off) | ES400C29 | 124939 | [250 empty] | 0
Conductor fitting, wedge tap tee, for AAAC, 150mm2 (main line), to HDCu, 100mm2 (tee off) | ES400C29 | 151220 | [250 empty] | 0
Conductor fitting, wedge tap tee, for AAAC, 150mm2 (main line), to HDCu, 38mm2 (tee off) | ES400C29 | 151240 | [250 empty] | 0
Conductor fitting, wedge tap tee, for AAAC, 150mm2 (main line), to HDCu, 70mm2 (tee off) | ES400C29 | 151230 | [250 empty] | 0
Conductor fitting, wedge tap tee, for AAAC, 200mm2 (main line), to AAAC, 100mm2 (tee off) | ES400C29 | 151130 | [250 empty] | 0
Conductor fitting, wedge tap tee, for AAAC, 200mm2 (main line), to AAAC, 150mm2 (tee off) | ES400C29 | 151120 | [250 empty] | 0
Conductor fitting, wedge tap tee, for AAAC, 200mm2 (main line), to AAAC, 200mm2 (tee off) | ES400C29 | 151110 | [250 empty] | 0
Conductor fitting, wedge tap tee, for AAAC, 200mm2 (main line), to AAAC, 50mm2 (tee off) | ES400C29 | 151140 | [250 empty] | 0
Conductor fitting, wedge tap tee, for AAAC, 200mm2 (main line), to HDCu, 100mm2 (tee off) | ES400C29 | 151150 | [250 empty] | 0
Conductor fitting, wedge tap tee, for AAAC, 200mm2 (main line), to HDCu, 38mm2 (tee off) | ES400C29 | 151170 | [250 empty] | 0
Conductor fitting, wedge tap tee, for AAAC, 200mm2 (main line), to HDCu, 70mm2 (tee off) | ES400C29 | 151160 | [250 empty] | 0
Conductor fitting, wedge tap tee, for AAAC, 50mm2 (main line), to AAAC, 50mm2 (tee off) | ES400C29 | 124933 | [250 empty] | 0
Conductor fitting, wedge tap tee, for AAAC, 50mm2 (main line), to HDCu, 38mm2 (tee off) | ES400C29 | 151320 | [250 empty] | 0
Conductor fitting, wedge tap tee, for HDCu, 100mm2 (main line), to AAAC, 100mm2 (tee off) | ES400C29 | 151360 | [250 empty] | 0
Conductor fitting, wedge tap tee, for HDCu, 100mm2 (main line), to AAAC, 50mm2 (tee off) | ES400C29 | 151370 | [250 empty] | 0
Conductor fitting, wedge tap tee, for HDCu, 100mm2 (main line), to HDCu, 100mm2 (tee off) | ES400C29 | 124931 | [250 empty] | 0
Conductor fitting, wedge tap tee, for HDCu, 100mm2 (main line), to HDCu, 70mm2 (tee off) | ES400C29 | 124929 | [250 empty] | 0
Conductor fitting, wedge tap tee, for HDCu, 38mm2 (main line), to AAAC, 50mm2 (tee off) | ES400C29 | 151430 | [250 empty] | 0
Conductor fitting, wedge tap tee, for HDCu, 38mm2 (main line), to HDCu, 38mm2 (tee off) | ES400C29 | 124921 | [250 empty] | 0
Conductor fitting, wedge tap tee, for HDCu, 70mm2 (main line), to AAAC, 50mm2 (tee off) | ES400C29 | 151410 | [250 empty] | 0
Conductor fitting, wedge tap tee, for HDCu, 70mm2 (main line), to HDCu, 38mm2 (tee off) | ES400C29 | 124923 | [250 empty] | 0
Conductor fitting, wedge tap tee, for HDCu, 70mm2 (main line), to HDCu, 70mm2 (tee off) | ES400C29 | 124925 | [250 empty] | 0
ACDs | [252 empty] | 0
Barbed wire, galvanised (100m coils) | ES400W4 | 197408 | [250 empty] | 0
Anti-climbing device, half-moon for wood poles, radius 350mm | ES400A2 | 133620 | [250 empty] | 0
Anti-climbing device, half-moon for wood poles, radius 400mm | ES400A2 | 133514 | [250 empty] | 0
Anti-climbing device, bracket for three strand type | ES400A2 | TBA | [250 empty] | 0
Stays
Stay kit No ML 1.1 for 33kV earthed structure (Dwg HQ.A4.51.09.327) | ES400S13 | 014435 | [250 empty] | 0
Stay kit No ML 1.2 for 33kV earthed structure (Dwg HQ.A4.51.09.327) | ES400S13 | 014443 | [250 empty] | 0
Stay kit No ML 1.3 for 33kV earthed structure (Dwg HQ.A4.51.09.327) | ES400S13 | 014478 | [250 empty] | 0
Stay kit No ML 1.4 for 33kV earthed structure (Dwg HQ.A4.51.09.327) | ES400S13 | 014486 | [250 empty] | 0
Stay kit No ML 1.5 for 33kV earthed structure (Dwg HQ.A4.51.09.327) | ES400S13 | 014494 | [250 empty] | 0
Stay kit No ML 1.6 for 33kV earthed structure (Dwg HQ.A4.51.09.327) | ES400S13 | 014508 | [250 empty] | 0
Stay kit No ML 1.7 for 33kV earthed structure (Dwg HQ.A4.51.09.327) | ES400S13 | 014516 | [250 empty] | 0
Stay kit No ML 1.8 for 33kV earthed structure (Dwg HQ.A4.51.09.327) | ES400S13 | 014524 | [250 empty] | 0
Stay kit No ML 2.1 for 33kV unearthed structure (Dwg HQ.A4.51.09.328) | ES400S13 | 014532 | [250 empty] | 0
Stay kit No ML 2.2 for 33kV unearthed structure (Dwg HQ.A4.51.09.328) | ES400S13 | 014540 | [250 empty] | 0
Stay kit No ML 2.3 for 33kV unearthed structure (Dwg HQ.A4.51.09.328) | ES400S13 | 014559 | [250 empty] | 0
Stay kit No ML 2.4 for 33kV unearthed structure (Dwg HQ.A4.51.09.328) | ES400S13 | 014567 | [250 empty] | 0
Stay kit No ML 2.5 for 33kV unearthed structure (Dwg HQ.A4.51.09.328) | ES400S13 | 014575 | [250 empty] | 0
Stay kit No ML 2.6 for 33kV unearthed structure (Dwg HQ.A4.51.09.328) | ES400S13 | 014583 | [250 empty] | 0
Stay kit No ML 2.7 for 33kV unearthed structure (Dwg HQ.A4.51.09.328) | ES400S13 | 014591 | [250 empty] | 0
Stay kit No ML 2.8 for 33kV unearthed structure (Dwg HQ.A4.51.09.328) | ES400S13 | 014605 | [250 empty] | 0
Stay kit No ML 3.1 for LV/11kV structure (Dwg HQ.A4.51.09.329) | ES400S13 | 014613 | [250 empty] | 0
Stay kit No ML 3.2 for LV/11kV structure (Dwg HQ.A4.51.09.329) | ES400S13 | 014621 | [250 empty] | 0
Stay kit No ML 3.3 for LV/11kV structure (Dwg HQ.A4.51.09.329) | ES400S13 | 014648 | [250 empty] | 0
Stay kit No ML 3.4 for LV/11kV structure (Dwg HQ.A4.51.09.329) | ES400S13 | 014656 | [250 empty] | 0
Stay kit No ML 3.5 for LV/11kV structure (Dwg HQ.A4.51.09.329) | ES400S13 | 014664 | [250 empty] | 0
Stay kit No ML 3.6 for LV/11kV structure (Dwg HQ.A4.51.09.329) | ES400S13 | 014672 | [250 empty] | 0
Stay kit No ML 3.7 for LV/11kV structure (Dwg HQ.A4.51.09.329) | ES400S13 | 014680 | [250 empty] | 0
Stay kit No ML 3.8 for LV/11kV structure (Dwg HQ.A4.51.09.329) | ES400S13 | 014699 | [250 empty] | 0
Stay kit No ML 3.9 for LV/11kV structure (Dwg HQ.A4.51.09.329) | ES400S13 | 014702 | [250 empty] | 0
Stay kit No ML 4.1 for LV/11kV structure (Dwg HQ.A4.51.09.330) | ES400S13 | 014710 | [250 empty] | 0
Stay kit No ML 4.2 for LV/11kV structure (Dwg HQ.A4.51.09.330) | ES400S13 | 014729 | [250 empty] | 0
Stay kit No ML 4.3 for LV/11kV structure (Dwg HQ.A4.51.09.330) | ES400S13 | 014737 | [250 empty] | 0
Stay kit No ML 4.4 for LV/11kV structure (Dwg HQ.A4.51.09.330) | ES400S13 | 014745 | [250 empty] | 0
Stay kit No ML 4.5 for LV/11kV structure (Dwg HQ.A4.51.09.330) | ES400S13 | 014753 | [250 empty] | 0
Stay kit No ML 4.6 for LV/11kV structure (Dwg HQ.A4.51.09.330) | ES400S13 | 014761 | [250 empty] | 0
Stay kit No ML 4.7 for LV/11kV structure (Dwg HQ.A4.51.09.330) | ES400S13 | 014788 | [250 empty] | 0
Stay kit No ML 4.8 for LV/11kV structure (Dwg HQ.A4.51.09.330) | ES400S13 | 014796 | [250 empty] | 0
Stay kit No ML 4.9 for LV/11kV structure (Dwg HQ.A4.51.09.330) | ES400S13 | 014818 | [250 empty] | 0
Notices/Nameplates
Post, marker, concrete (height 1500mm) (Dwg I-400N1-NOTE-001) | ES400N1 | 192010 | [250 empty] | 0
Post, marker, concrete (height 760mm) (Dwg I-400N1-NOTE-002) | ES400N1 | 192000 | [250 empty] | 0
Post, marker, wood (length 1430) (Dwg I-400N1-NOTE-023) | ES400N1 | 810340 | [250 empty] | 0
Post, marker, wood (length 2130) (Dwg I-400N1-NOTE-024) | ES400N1 | 810335 | [250 empty] | 0
Notice, boron rod (Dwg I-400N1-NOTE-003) | ES400N1 | 234875 | [250 empty] | 0
Notice, circuit colour identification (steel towers) (Dwg I-400N1-NOTE-004) | ES400N1 | 129011 | [250 empty] | 0
Notice, danger of death (wood poles) (Dwg I-400N1-NOTE-006) | ES400N1 | 195251 | [250 empty] | 0
Notice, danger overhead wires, size 1 (Dwg I-400N1-NOTE-007) | ES400N1 | 195111 | [250 empty] | 0
Notice, danger overhead wires, size 2 (Dwg I-400N1-NOTE-007) | ES400N1 | 129089 | [250 empty] | 0
Notice, defective pole label (Dwg I-400N1-NOTE-008) | ES400N1 | 234788 | [250 empty] | 0
Notice, fishing prohibition, size 1 (Dwg I-400N1-NOTE-009) | ES400N1 | 128749 | [250 empty] | 0
Notice, fishing prohibition, size 2 (Dwg I-400N1-NOTE-009) | ES400N1 | 128760 | [250 empty] | 0
Notice, fishing prohibition (variant 1), No Fishing, size 1 (Dwg I-400N1-NOTE-009) | ES400N1 | 128761 | [250 empty] | 0
Notice, fishing prohibition (variant 1), No Fishing, size 1 (Dwg I-400N1-NOTE-009) | ES400N1 | 128762 | [250 empty] | 0
Notice, gouge-mark plate (wood poles) (Dwg I-400N1-NOTE-011) | ES400N1 | 995610 | [250 empty] | 0
Notice, jib clearance plate, railways (Dwg I-400N1-NOTE-012) | ES400N1 | 129097 | [250 empty] | 0
Notice, line switch classification plate (wood poles) (Dwg I-400N1-NOTE-020) | ES400N1 | Not applicable - made from "notice, pole number kit items" | [250 empty] | 0
Notice, phase plate (wood poles) (Dwg I-400N1-NOTE-020) | ES400N1 | Not applicable - made from "notice, pole number kit items" | [250 empty] | 0
Notice, pole number (wood poles) (Dwg I-400N1-NOTE-020) | ES400N1 | Not applicable - made from "notice, pole number kit items" | [250 empty] | 0
Notice, pole number kit item, aluminium base plate (500mm long) | ES400N1 | 128864 | [250 empty] | 0
Notice, pole number kit item, aluminium character “-“ (dash) (H25) | ES400N1 | 128850 | [250 empty] | 0
Notice, pole number kit item, aluminium character a | ES400N1 | 128852 | [250 empty] | 0
Notice, pole number kit item, aluminium character b | ES400N1 | 128854 | [250 empty] | 0
Notice, pole number kit item, aluminium character c | ES400N1 | 128857 | [250 empty] | 0
Notice, pole number kit item, aluminium character d | ES400N1 | 128858 | [250 empty] | 0
Notice, pole number kit item, aluminium character h | ES400N1 | 128862 | [250 empty] | 0
Notice, pole number kit item, aluminium character v | ES400N1 | 128860 | [250 empty] | 0
Notice, pole number kit item, aluminium number 0 | ES400N1 | 128870 | [250 empty] | 0
Notice, pole number kit item, aluminium number 1 | ES400N1 | 128871 | [250 empty] | 0
Notice, pole number kit item, aluminium number 2 | ES400N1 | 128872 | [250 empty] | 0
Notice, pole number kit item, aluminium number 3 | ES400N1 | 128873 | [250 empty] | 0
Notice, pole number kit item, aluminium number 4 | ES400N1 | 128874 | [250 empty] | 0
Notice, pole number kit item, aluminium number 5 | ES400N1 | 128875 | [250 empty] | 0
Notice, pole number kit item, aluminium number 6 | ES400N1 | 128876 | [250 empty] | 0
Notice, pole number kit item, aluminium number 7 | ES400N1 | 128877 | [250 empty] | 0
Notice, pole number kit item, aluminium number 8 | ES400N1 | 128878 | [250 empty] | 0
Notice, pole number kit item, aluminium number 9 | ES400N1 | 128879 | [250 empty] | 0
Notice, pole number kit item, aluminium phase plate, blue | ES400N1 | 128869 | [250 empty] | 0
Notice, pole number kit item, aluminium phase plate, red | ES400N1 | 128867 | [250 empty] | 0
Notice, pole number kit item, aluminium phase plate, yellow | ES400N1 | 128868 | [250 empty] | 0
Notice, pole number kit item, aluminium yellow star on black | ES400N1 | 128866 | [250 empty] | 0
Notice, pole number kit item, phase disc, blue (stamped b) | ES400N1 | 234613 | [250 empty] | 0
Notice, pole number kit item, phase disc, red (stamped r) | ES400N1 | 234591 | [250 empty] | 0
Notice, pole number kit item, phase disc, yellow (stamped y) | ES400N1 | 234605 | [250 empty] | 0
Notice, pole number kit item, plastic box starter kit | ES400N1 | 201848 | [250 empty] | 0
Notice, property/emergency (wood poles) (Dwg I-400N1-NOTE-018) | ES400N1 | 129046 | [250 empty] | 0
Notice, SIRP inspection plate (wood poles) (Dwg I-400N1-NOTE-021) | ES400N1 | 995600 | [250 empty] | 0
Notice, substation etc nameplate (wood poles) (Dwg I-400N1-NOTE-022) | ES400N1 | 129054 | [250 empty] | 0
Transformers
(Overtype Spare Rows Below)
Spare Row | ES321 | [251 empty] | 0
Spare row | ES321 | [251 empty] | 0
Spare row | ES321 | [251 empty] | 0
Spare row | ES321 | [251 empty] | 0
Spare row | ES321 | [251 empty] | 0
Spare row | ES321 | [251 empty] | 0
Spare row | ES321 | [251 empty] | 0
Spare row | ES321 | [251 empty] | 0
Spare row | ES321 | [251 empty] | 0
Spare row | ES321 | [251 empty] | 0
DOEF Unit/Carriers
(Overtype Spare Rows Below)
Spare row | ES315 | [251 empty] | 0
Spare row | ES315 | [251 empty] | 0
Spare row | ES315 | [251 empty] | 0
Spare row | ES315 | [251 empty] | 0
Spare row | ES315 | [251 empty] | 0
Spare row | ES315 | [251 empty] | 0
Spare row | ES315 | [251 empty] | 0
Spare row | ES315 | [251 empty] | 0
Spare row | ES315 | [251 empty] | 0
Spare row | ES315 | [251 empty] | 0
Auto-reclosers
(Overtype Spare Rows Below)
Spare row | ES315 | [251 empty] | 0
Spare row | ES315 | [251 empty] | 0
Spare row | ES315 | [251 empty] | 0
Spare row | ES315 | [251 empty] | 0
Spare row | ES315 | [251 empty] | 0
Spare row | ES315 | [251 empty] | 0
Spare row | ES315 | [251 empty] | 0
Spare row | ES315 | [251 empty] | 0
Spare row | ES315 | [251 empty] | 0
Spare row | ES315 | [251 empty] | 0
Auto-sectionalisers
(Overtype Spare Rows Below)
Spare row | ES315 | [251 empty] | 0
Spare row | ES315 | [251 empty] | 0
Spare row | ES315 | [251 empty] | 0
Spare row | ES315 | [251 empty] | 0
Spare row | ES315 | [251 empty] | 0
Spare row | ES315 | [251 empty] | 0
Spare row | ES315 | [251 empty] | 0
Spare row | ES315 | [251 empty] | 0
Spare row | ES315 | [251 empty] | 0
Spare row | ES315 | [251 empty] | 0
Aerial Switches
(Overtype Spare Rows Below)
Spare row | ES315 | [251 empty] | 0
Spare row | ES315 | [251 empty] | 0
Spare row | ES315 | [251 empty] | 0
Spare row | ES315 | [251 empty] | 0
Spare row | ES315 | [251 empty] | 0
Spare row | ES315 | [251 empty] | 0
Spare row | ES315 | [251 empty] | 0
Spare row | ES315 | [251 empty] | 0
Spare row | ES315 | [251 empty] | 0
Spare row | ES315 | [251 empty] | 0
LV Fusegear
(Overtype Spare Rows Below)
Spare row | ES315 | [251 empty] | 0
Spare row | ES315 | [251 empty] | 0
Spare row | ES315 | [251 empty] | 0
Spare row | ES315 | [251 empty] | 0
Spare row | ES315 | [251 empty] | 0
Spare row | ES315 | [251 empty] | 0
Spare row | ES315 | [251 empty] | 0
Spare row | ES315 | [251 empty] | 0
Spare row | ES315 | [251 empty] | 0
Spare row | ES315 | [251 empty] | 0
Cable Related Components
(Overtype Spare Rows Below)
Spare row | ES400C12 | [251 empty] | 0
Spare row | ES400C12 | [251 empty] | 0
Spare row | ES400C12 | [251 empty] | 0
Spare row | ES400C12 | [251 empty] | 0
Spare row | ES400C12 | [251 empty] | 0
Spare row | ES400C12 | [251 empty] | 0
Spare row | ES400C12 | [251 empty] | 0
Spare row | ES400C12 | [251 empty] | 0
Spare row | ES400C12 | [251 empty] | 0
Spare row | ES400C12 | [251 empty] | 0
Spare row | ES400C12 | [251 empty] | 0
Spare row | ES400C12 | [251 empty] | 0
Spare row | ES400C12 | [251 empty] | 0
Spare row | ES400C12 | [251 empty] | 0
Spare row | ES400C12 | [251 empty] | 0
Spare row | ES400C12 | [251 empty] | 0
Spare row | ES400C12 | [251 empty] | 0
Spare row | ES400C12 | [251 empty] | 0
Spare row | ES400C12 | [251 empty] | 0
Spare row | ES400C12 | [251 empty] | 0
Earthing
(Overtype Spare Rows Below)
Spare row | ES400E8 | [251 empty] | 0
Spare row | ES400E8 | [251 empty] | 0
Spare row | ES400E8 | [251 empty] | 0
Spare row | ES400E8 | [251 empty] | 0
Spare row | ES400E8 | [251 empty] | 0
Spare row | ES400E8 | [251 empty] | 0
Spare row | ES400E8 | [251 empty] | 0
Spare row | ES400E8 | [251 empty] | 0
Spare row | ES400E8 | [251 empty] | 0
Spare row | ES400E8 | [251 empty] | 0
Spare row | ES400E8 | [251 empty] | 0
Spare row | ES400E8 | [251 empty] | 0
Spare row | ES400E8 | [251 empty] | 0
Spare row | ES400E8 | [251 empty] | 0
Spare row | ES400E8 | [251 empty] | 0
Spare row | ES400E8 | [251 empty] | 0
Spare row | ES400E8 | [251 empty] | 0
Spare row | ES400E8 | [251 empty] | 0
Spare row | ES400E8 | [251 empty] | 0
Spare row | ES400E8 | [251 empty] | 0

## Summary - Total Materials
Line Schedule: | Summary - Total Materials
Conductor (including flexible) | Specification Ref | CC No | Total
Conductor, AAAC, 100mm2 (Oak) (7/4.65) | ES400C3 | 013676 | 0
Conductor, AAAC, 150mm2 (Ash) (19/3.48) | ES400C3 | 013688 | 0
Conductor, AAAC, 200mm2 (Poplar) (37/2.87) | ES400C3 | 013690 | 0
Conductor, AAAC, 50mm2 (Hazel) (7/3.3) | ES400C3 | 013684 | 0
Conductor, flexible Cu, covered, 65mm2, 307 wires x 12 spindles (3684/0.15) | ES400C3 | 012130 | 0
Conductor, HDCu, 100mm2 (7/4.3) | ES400C3 | 013199 | 0
Conductor, HDCu, 38mm2 (7/2.65) | ES400C3 | 013198 | 0
Conductor, HDCu, 70mm2 (7/3.55) | ES400C3 | 013196 | 0
Pole Type
Wood pole, single, medium, 9m, with wood blocks (Dwg I-400W2-FAB-001) | ES400W2 | 103900 | 0
Wood pole, single, medium, 10m, with wood blocks (Dwg I-400W2-FAB-001) | ES400W2 | 103906 | 0
Wood pole, single, medium, 11m, with wood blocks (Dwg I-400W2-FAB-001) | ES400W2 | 103912 | 0
Wood pole, single, medium, 12m, with wood blocks (Dwg I-400W2-FAB-001) | ES400W2 | 103918 | 0
Wood pole, single, medium, 13m, with wood blocks (Dwg I-400W2-FAB-001) | ES400W2 | 103924 | 0
Wood pole, single, medium, 14m, with wood blocks (Dwg I-400W2-FAB-001) | ES400W2 | 103930 | 0
Wood pole, single, medium, 15m, with wood blocks (Dwg I-400W2-FAB-001) | ES400W2 | 103936 | 0
Wood pole, single, medium, 16m, with wood blocks (Dwg I-400W2-FAB-001) | ES400W2 | 103942 | 0
Wood pole, single, medium, 17m, with wood blocks (Dwg I-400W2-FAB-001) | ES400W2 | 103948 | 0
Wood pole, single, medium, 18m, with wood blocks (Dwg I-400W2-FAB-001) | ES400W2 | 103954 | 0
Wood pole, single, medium, 20m, with wood blocks (Dwg I-400W2-FAB-001) | ES400W2 | 103960 | 0
Wood pole, single, medium, 22m, with wood blocks (Dwg I-400W2-FAB-001) | ES400W2 | 103679 | 0
Wood pole, single, medium, 24m, with wood blocks (Dwg I-400W2-FAB-001) | ES400W2 | 103680 | 0
Wood pole, single, stout, 9m, with wood blocks (Dwg I-400W2-FAB-001) | ES400W2 | 103901 | 0
Wood pole, single, stout, 10m, with wood blocks (Dwg I-400W2-FAB-001) | ES400W2 | 103907 | 0
Wood pole, single, stout, 11m, with wood blocks (Dwg I-400W2-FAB-001) | ES400W2 | 103913 | 0
Wood pole, single, stout, 12m, with wood blocks (Dwg I-400W2-FAB-001) | ES400W2 | 103919 | 0
Wood pole, single, stout, 13m, with wood blocks (Dwg I-400W2-FAB-001) | ES400W2 | 103925 | 0
Wood pole, single, stout, 14m, with wood blocks (Dwg I-400W2-FAB-001) | ES400W2 | 103931 | 0
Wood pole, single, stout, 15m, with wood blocks (Dwg I-400W2-FAB-001) | ES400W2 | 103937 | 0
Wood pole, single, stout, 16m, with wood blocks (Dwg I-400W2-FAB-001) | ES400W2 | 103943 | 0
Wood pole, single, stout, 17m, with wood blocks (Dwg I-400W2-FAB-001) | ES400W2 | 103949 | 0
Wood pole, single, stout, 18m, with wood blocks (Dwg I-400W2-FAB-001) | ES400W2 | 103955 | 0
Wood pole, single, stout, 20m, with wood blocks (Dwg I-400W2-FAB-001) | ES400W2 | 103961 | 0
Wood pole, single, stout, 22m, with wood blocks (Dwg I-400W2-FAB-001) | ES400W2 | 103681 | 0
Wood pole, single, stout, 24m, with wood blocks (Dwg I-400W2-FAB-001) | ES400W2 | 103682 | 0
Wood pole, single, extra stout, 9m, with wood blocks (Dwg I-400W2-FAB-001) | ES400W2 | 103683 | 0
Wood pole, single, extra stout, 10m, with wood blocks (Dwg I-400W2-FAB-001) | ES400W2 | 103684 | 0
Wood pole, single, extra stout, 11m, with wood blocks (Dwg I-400W2-FAB-001) | ES400W2 | 103685 | 0
Wood pole, single, extra stout, 12m, with wood blocks (Dwg I-400W2-FAB-001) | ES400W2 | 103686 | 0
Wood pole, single, extra stout, 13m, with wood blocks (Dwg I-400W2-FAB-001) | ES400W2 | 103687 | 0
Wood pole, single, extra stout, 14m, with wood blocks (Dwg I-400W2-FAB-001) | ES400W2 | 103688 | 0
Wood pole, single, extra stout, 15m, with wood blocks (Dwg I-400W2-FAB-001) | ES400W2 | 103689 | 0
Wood pole, single, extra stout, 16m, with wood blocks (Dwg I-400W2-FAB-001) | ES400W2 | 103690 | 0
Wood pole, single, extra stout, 17m, with wood blocks (Dwg I-400W2-FAB-001) | ES400W2 | 103691 | 0
Wood pole, single, extra stout, 18m, with wood blocks (Dwg I-400W2-FAB-001) | ES400W2 | 103692 | 0
Wood pole, single, extra stout, 20m, with wood blocks (Dwg I-400W2-FAB-001) | ES400W2 | 103693 | 0
Wood pole, single, extra stout, 22m, with wood blocks (Dwg I-400W2-FAB-001) | ES400W2 | 103694 | 0
Wood pole, single, extra stout, 24m, with wood blocks (Dwg I-400W2-FAB-001) | ES400W2 | 103695 | 0
Wood pole, H-, medium, 9m, with wood blocks (Dwg I-400W2-FAB-002) | ES400W2 | 103902 | 0
Wood pole, H-, medium, 10m, with wood blocks (Dwg I-400W2-FAB-002) | ES400W2 | 103908 | 0
Wood pole, H-, medium, 11m, with wood blocks (Dwg I-400W2-FAB-002) | ES400W2 | 103914 | 0
Wood pole, H-, medium, 12m, with wood blocks (Dwg I-400W2-FAB-002) | ES400W2 | 103920 | 0
Wood pole, H-, medium, 13m, with wood blocks (Dwg I-400W2-FAB-002) | ES400W2 | 103926 | 0
Wood pole, H-, medium, 14m, with wood blocks (Dwg I-400W2-FAB-002) | ES400W2 | 103932 | 0
Wood pole, H-, medium, 15m, with wood blocks (Dwg I-400W2-FAB-002) | ES400W2 | 103938 | 0
Wood pole, H-, medium, 16m, with wood blocks (Dwg I-400W2-FAB-002) | ES400W2 | 103944 | 0
Wood pole, H-, medium, 17m, with wood blocks (Dwg I-400W2-FAB-002) | ES400W2 | 103950 | 0
Wood pole, H-, medium, 18m, with wood blocks (Dwg I-400W2-FAB-002) | ES400W2 | 103956 | 0
Wood pole, H-, medium, 20m, with wood blocks (Dwg I-400W2-FAB-002) | ES400W2 | 103962 | 0
Wood pole, H-, medium, 22m, with wood blocks (Dwg I-400W2-FAB-002) | ES400W2 | 103696 | 0
Wood pole, H-, medium, 24m, with wood blocks (Dwg I-400W2-FAB-002) | ES400W2 | 103697 | 0
Wood pole, H-, stout, 9m, with wood blocks (Dwg I-400W2-FAB-002) | ES400W2 | 103903 | 0
Wood pole, H-, stout, 10m, with wood blocks (Dwg I-400W2-FAB-002) | ES400W2 | 103909 | 0
Wood pole, H-, stout, 11m, with wood blocks (Dwg I-400W2-FAB-002) | ES400W2 | 103915 | 0
Wood pole, H-, stout, 12m, with wood blocks (Dwg I-400W2-FAB-002) | ES400W2 | 103921 | 0
Wood pole, H-, stout, 13m, with wood blocks (Dwg I-400W2-FAB-002) | ES400W2 | 103927 | 0
Wood pole, H-, stout, 14m, with wood blocks (Dwg I-400W2-FAB-002) | ES400W2 | 103933 | 0
Wood pole, H-, stout, 15m, with wood blocks (Dwg I-400W2-FAB-002) | ES400W2 | 103939 | 0
Wood pole, H-, stout, 16m, with wood blocks (Dwg I-400W2-FAB-002) | ES400W2 | 103945 | 0
Wood pole, H-, stout, 17m, with wood blocks (Dwg I-400W2-FAB-002) | ES400W2 | 103951 | 0
Wood pole, H-, stout, 18m, with wood blocks (Dwg I-400W2-FAB-002) | ES400W2 | 103957 | 0
Wood pole, H-, stout, 20m, with wood blocks (Dwg I-400W2-FAB-002) | ES400W2 | 103963 | 0
Wood pole, H-, stout, 22m, with wood blocks (Dwg I-400W2-FAB-002) | ES400W2 | 103698 | 0
Wood pole, H-, stout, 24m, with wood blocks (Dwg I-400W2-FAB-002) | ES400W2 | 103699 | 0
Wood pole, H-, extra stout, 9m, with wood blocks (Dwg I-400W2-FAB-002) | ES400W2 | 103700 | 0
Wood pole, H-, extra stout, 10m, with wood blocks (Dwg I-400W2-FAB-002) | ES400W2 | 103701 | 0
Wood pole, H-, extra stout, 11m, with wood blocks (Dwg I-400W2-FAB-002) | ES400W2 | 103702 | 0
Wood pole, H-, extra stout, 12m, with wood blocks (Dwg I-400W2-FAB-002) | ES400W2 | 103703 | 0
Wood pole, H-, extra stout, 13m, with wood blocks (Dwg I-400W2-FAB-002) | ES400W2 | 103704 | 0
Wood pole, H-, extra stout, 14m, with wood blocks (Dwg I-400W2-FAB-002) | ES400W2 | 103705 | 0
Wood pole, H-, extra stout, 15m, with wood blocks (Dwg I-400W2-FAB-002) | ES400W2 | 103706 | 0
Wood pole, H-, extra stout, 16m, with wood blocks (Dwg I-400W2-FAB-002) | ES400W2 | 103707 | 0
Wood pole, H-, extra stout, 17m, with wood blocks (Dwg I-400W2-FAB-002) | ES400W2 | 103708 | 0
Wood pole, H-, extra stout, 18m, with wood blocks (Dwg I-400W2-FAB-002) | ES400W2 | 103709 | 0
Wood pole, H-, extra stout, 20m, with wood blocks (Dwg I-400W2-FAB-002) | ES400W2 | 103710 | 0
Wood pole, H-, extra stout, 22m, with wood blocks (Dwg I-400W2-FAB-002) | ES400W2 | 103711 | 0
Wood pole, H-, extra stout, 24m, with wood blocks (Dwg I-400W2-FAB-002) | ES400W2 | 103712 | 0
Additional Items for Wood Pole
Cap for wood pole (size 1 - small (150 - 190mm pole top diam)) | ES400W7 | 160794 | 0
Cap for wood pole (size 2 - medium (190 - 230mm pole top diam)) | ES400W7 | 160795 | 0
Cap for wood pole (size 3 - large (230 - 270mm pole top diam)) | ES400W7 | 160796 | 0
Cap for wood pole (size 4 - extra large (270 -300mm)) | ES400W7 | 160797 | 0
General Arrangement
GA kit, ES400O3 (Dwg I-400O3-GA-001, Ref 1), 11kV, for HDCu 38mm2, intermediate (single pole/single crossarm) | ES400O3 | 500300 | 0
GA kit, ES400O3 (Dwg I-400O3-GA-001, Ref 4), 11kV, for AAAC 50mm2, intermediate (single pole/single crossarm) | ES400O3 | 500303 | 0
GA kit, ES400O3 (Dwg I-400O3-GA-002, Ref 1), 11kV, for HDCu 38mm2, pin angle (single pole/single crossarm) | ES400O3 | 500319 | 0
GA kit, ES400O3 (Dwg I-400O3-GA-002, Ref 4), 11kV, for AAAC 50mm2, pin angle (single pole/single crossarm) | ES400O3 | 500322 | 0
GA kit, ES400O3 (Dwg I-400O3-GA-003, Ref 1), 11kV, for HDCu 38mm2, straight line section/angle section (single pole/double crossarm) (helical fittings) | ES400O3 | 500338 | 0
GA kit, ES400O3 (Dwg I-400O3-GA-003, Ref 2), 11kV, for HDCu 70mm2, straight line section/angle section (single pole/double crossarm) (helical fittings) | ES400O3 | 500339 | 0
GA kit, ES400O3 (Dwg I-400O3-GA-003, Ref 3), 11kV, for HDCu 100mm2, straight line section/angle section (single pole/double crossarm) (helical fittings) | ES400O3 | 500340 | 0
GA kit, ES400O3 (Dwg I-400O3-GA-003, Ref 4), 11kV, for AAAC 50mm2, straight line section/angle section (single pole/double crossarm) (helical fittings) | ES400O3 | 500341 | 0
GA kit, ES400O3 (Dwg I-400O3-GA-003, Ref 5), 11kV, for AAAC 100mm2, straight line section/angle section (single pole/double crossarm) (helical fittings) | ES400O3 | 500342 | 0
GA kit, ES400O3 (Dwg I-400O3-GA-003, Ref 6), 11kV, for AAAC 150mm2, straight line section/angle section (single pole/double crossarm) (helical fittings) | ES400O3 | 500343 | 0
GA kit, ES400O3 (Dwg I-400O3-GA-003, Ref 7), 33kV, for HDCu 100mm2, straight line section/angle section (single pole/double crossarm) (helical fittings) | ES400O3 | 500344 | 0
GA kit, ES400O3 (Dwg I-400O3-GA-003, Ref 8), 33kV, for AAAC 150mm2, straight line section/angle section (single pole/double crossarm) (helical fittings) | ES400O3 | 500345 | 0
GA kit, ES400O3 (Dwg I-400O3-GA-003, Ref 9), 33kV, for AAAC 200mm2, straight line section/angle section (single pole/double crossarm) (helical fittings) | ES400O3 | 500346 | 0
GA kit, ES400O3 (Dwg I-400O3-GA-004, Ref 1), 11kV, for HDCu 38mm2, straight line section/angle section (single pole/double crossarm) (compression fittings) | ES400O3 | 500357 | 0
GA kit, ES400O3 (Dwg I-400O3-GA-004, Ref 2), 11kV, for HDCu 70mm2, straight line section/angle section (single pole/double crossarm) (compression fittings) | ES400O3 | 500358 | 0
GA kit, ES400O3 (Dwg I-400O3-GA-004, Ref 3), 11kV, for HDCu 100mm2, straight line section/angle section (single pole/double crossarm) (compression fittings) | ES400O3 | 500359 | 0
GA kit, ES400O3 (Dwg I-400O3-GA-004, Ref 4), 11kV, for AAAC 50mm2, straight line section/angle section (single pole/double crossarm) (compression fittings) | ES400O3 | 500360 | 0
GA kit, ES400O3 (Dwg I-400O3-GA-004, Ref 5), 11kV, for AAAC 100mm2, straight line section/angle section (single pole/double crossarm) (compression fittings) | ES400O3 | 500361 | 0
GA kit, ES400O3 (Dwg I-400O3-GA-004, Ref 6), 11kV, for AAAC 150mm2, straight line section/angle section (single pole/double crossarm) (compression fittings) | ES400O3 | 500362 | 0
GA kit, ES400O3 (Dwg I-400O3-GA-004, Ref 7), 33kV, for HDCu 100mm2, straight line section/angle section (single pole/double crossarm) (compression fittings) | ES400O3 | 500363 | 0
GA kit, ES400O3 (Dwg I-400O3-GA-004, Ref 8), 33kV, for AAAC 150mm2, straight line section/angle section (single pole/double crossarm) (compression fittings) | ES400O3 | 500364 | 0
GA kit, ES400O3 (Dwg I-400O3-GA-004, Ref 9), 33kV, for AAAC 200mm2, straight line section/angle section (single pole/double crossarm) (compression fittings) | ES400O3 | 500365 | 0
GA kit, ES400O3 (Dwg I-400O3-GA-005, Ref 1), 11kV, for HDCu 38mm2, straight line section/angle section (H-Pole) (helical fittings) | ES400O3 | 500376 | 0
GA kit, ES400O3 (Dwg I-400O3-GA-005, Ref 2), 11kV, for HDCu 70mm2, straight line section/angle section (H-Pole) (helical fittings) | ES400O3 | 500377 | 0
GA kit, ES400O3 (Dwg I-400O3-GA-005, Ref 3), 11kV, for HDCu 100mm2, straight line section/angle section (H-Pole) (helical fittings) | ES400O3 | 500378 | 0
GA kit, ES400O3 (Dwg I-400O3-GA-005, Ref 4), 11kV, for AAAC 50mm2, straight line section/angle section (H-Pole) (helical fittings) | ES400O3 | 500379 | 0
GA kit, ES400O3 (Dwg I-400O3-GA-005, Ref 5), 11kV, for AAAC 100mm2, straight line section/angle section (H-Pole) (helical fittings) | ES400O3 | 500380 | 0
GA kit, ES400O3 (Dwg I-400O3-GA-005, Ref 6), 11kV, for AAAC 150mm2, straight line section/angle section (H-Pole) (helical fittings) | ES400O3 | 500381 | 0
GA kit, ES400O3 (Dwg I-400O3-GA-005, Ref 7), 33kV, for HDCu 100mm2, straight line section/angle section (H-Pole) (helical fittings) | ES400O3 | 500382 | 0
GA kit, ES400O3 (Dwg I-400O3-GA-005, Ref 8), 33kV, for AAAC 150mm2, straight line section/angle section (H-Pole) (helical fittings) | ES400O3 | 500383 | 0
GA kit, ES400O3 (Dwg I-400O3-GA-005, Ref 9), 33kV, for AAAC 200mm2, straight line section/angle section (H-Pole) (helical fittings) | ES400O3 | 500384 | 0
GA kit, ES400O3 (Dwg I-400O3-GA-006, Ref 1), 11kV, for HDCu 38mm2, straight line section/angle section (H-Pole) (compression fittings) | ES400O3 | 500395 | 0
GA kit, ES400O3 (Dwg I-400O3-GA-006, Ref 2), 11kV, for HDCu 70mm2, straight line section/angle section (H-Pole) (compression fittings) | ES400O3 | 500396 | 0
GA kit, ES400O3 (Dwg I-400O3-GA-006, Ref 3), 11kV, for HDCu 100mm2, straight line section/angle section (H-Pole) (compression fittings) | ES400O3 | 500397 | 0
GA kit, ES400O3 (Dwg I-400O3-GA-006, Ref 4), 11kV, for AAAC 50mm2, straight line section/angle section (H-Pole) (compression fittings) | ES400O3 | 500398 | 0
GA kit, ES400O3 (Dwg I-400O3-GA-006, Ref 5), 11kV, for AAAC 100mm2, straight line section/angle section (H-Pole) (compression fittings) | ES400O3 | 500399 | 0
GA kit, ES400O3 (Dwg I-400O3-GA-006, Ref 6), 11kV, for AAAC 150mm2, straight line section/angle section (H-Pole) (compression fittings) | ES400O3 | 500400 | 0
GA kit, ES400O3 (Dwg I-400O3-GA-006, Ref 7), 33kV, for HDCu 100mm2, straight line section/angle section (H-Pole) (compression fittings) | ES400O3 | 500401 | 0
GA kit, ES400O3 (Dwg I-400O3-GA-006, Ref 8), 33kV, for AAAC 150mm2, straight line section/angle section (H-Pole) (compression fittings) | ES400O3 | 500402 | 0
GA kit, ES400O3 (Dwg I-400O3-GA-006, Ref 9), 33kV, for AAAC 200mm2, straight line section/angle section (H-Pole) (compression fittings) | ES400O3 | 500403 | 0
GA kit, ES400O3 (Dwg I-400O3-GA-007, Ref 1), 11kV, for HDCu 38mm2, angle section (90o) (single pole/2 x double crossarms) (helical fittings) | ES400O3 | 500309 | 0
GA kit, ES400O3 (Dwg I-400O3-GA-007, Ref 2), 11kV, for HDCu 70mm2, angle section (90o) (single pole/2 x double crossarms) (helical fittings) | ES400O3 | 500310 | 0
GA kit, ES400O3 (Dwg I-400O3-GA-007, Ref 3), 11kV, for HDCu 100mm2, angle section (90o) (single pole/2 x double crossarms) (helical fittings) | ES400O3 | 500311 | 0
GA kit, ES400O3 (Dwg I-400O3-GA-007, Ref 4), 11kV, for AAAC 50mm2, angle section (90o) (single pole/2 x double crossarms) (helical fittings) | ES400O3 | 500312 | 0
GA kit, ES400O3 (Dwg I-400O3-GA-007, Ref 5), 11kV, for AAAC 100mm2, angle section (90o) (single pole/2 x double crossarms) (helical fittings) | ES400O3 | 500313 | 0
GA kit, ES400O3 (Dwg I-400O3-GA-007, Ref 6), 11kV, for AAAC 150mm2, angle section (90o) (single pole/2 x double crossarms) (helical fittings) | ES400O3 | 500314 | 0
GA kit, ES400O3 (Dwg I-400O3-GA-008, Ref 1), 11kV, for HDCu 38mm2, angle section (90o) (single pole/2 x double crossarms) (Compression fittings) | ES400O3 | 500315 | 0
GA kit, ES400O3 (Dwg I-400O3-GA-008, Ref 2), 11kV, for HDCu 70mm2, angle section (90o) (single pole/2 x double crossarms) (Compression fittings) | ES400O3 | 500316 | 0
GA kit, ES400O3 (Dwg I-400O3-GA-008, Ref 3), 11kV, for HDCu 100mm2, angle section (90o) (single pole/2 x double crossarms) (Compression fittings) | ES400O3 | 500317 | 0
GA kit, ES400O3 (Dwg I-400O3-GA-008, Ref 4), 11kV, for AAAC 50mm2, angle section (90o) (single pole/2 x double crossarms) (Compression fittings) | ES400O3 | 500318 | 0
GA kit, ES400O3 (Dwg I-400O3-GA-008, Ref 5), 11kV, for AAAC 100mm2, angle section (90o) (single pole/2 x double crossarms) (Compression fittings) | ES400O3 | 500328 | 0
GA kit, ES400O3 (Dwg I-400O3-GA-008, Ref 6), 11kV, for AAAC 150mm2, angle section (90o) (single pole/2 x double crossarms) (Compression fittings) | ES400O3 | 500329 | 0
GA kit, ES400O3 (Dwg I-400O3-GA-009, Ref 1), 11kV, for HDCu 38mm2, angle section (90o) (3-pole arrangement) (helical fittings) | ES400O3 | 500330 | 0
GA kit, ES400O3 (Dwg I-400O3-GA-009, Ref 2), 11kV, for HDCu 70mm2, angle section (90o) (3-pole arrangement) (helical fittings) | ES400O3 | 500331 | 0
GA kit, ES400O3 (Dwg I-400O3-GA-009, Ref 3), 11kV, for HDCu 100mm2, angle section (90o) (3-pole arrangement) (helical fittings) | ES400O3 | 500332 | 0
GA kit, ES400O3 (Dwg I-400O3-GA-009, Ref 4), 11kV, for AAAC 50mm2, angle section (90o) (3-pole arrangement) (helical fittings) | ES400O3 | 500333 | 0
GA kit, ES400O3 (Dwg I-400O3-GA-009, Ref 5), 11kV, for AAAC 100mm2, angle section (90o) (3-pole arrangement) (helical fittings) | ES400O3 | 500334 | 0
GA kit, ES400O3 (Dwg I-400O3-GA-009, Ref 6), 11kV, for AAAC 150mm2, angle section (90o) (3-pole arrangement) (helical fittings) | ES400O3 | 500335 | 0
GA kit, ES400O3 (Dwg I-400O3-GA-009, Ref 7), 33kV, for HDCu 100mm2, angle section (90o) (3-pole arrangement) (helical fittings) | ES400O3 | 500336 | 0
GA kit, ES400O3 (Dwg I-400O3-GA-009, Ref 8), 33kV, for AAAC 150mm2, angle section (90o) (3-pole arrangement) (helical fittings) | ES400O3 | 500337 | 0
GA kit, ES400O3 (Dwg I-400O3-GA-009, Ref 9), 33kV, for AAAC 200mm2, angle section (90o) (3-pole arrangement) (helical fittings) | ES400O3 | 500347 | 0
GA kit, ES400O3 (Dwg I-400O3-GA-010, Ref 1), 11kV, for HDCu 38mm2, angle section (90o) (3-pole arrangement) (compression fittings) | ES400O3 | 500348 | 0
GA kit, ES400O3 (Dwg I-400O3-GA-010, Ref 2), 11kV, for HDCu 70mm2, angle section (90o) (3-pole arrangement) (compression fittings) | ES400O3 | 500349 | 0
GA kit, ES400O3 (Dwg I-400O3-GA-010, Ref 3), 11kV, for HDCu 100mm2, angle section (90o) (3-pole arrangement) (compression fittings) | ES400O3 | 500350 | 0
GA kit, ES400O3 (Dwg I-400O3-GA-010, Ref 4), 11kV, for AAAC 50mm2, angle section (90o) (3-pole arrangement) (compression fittings) | ES400O3 | 500351 | 0
GA kit, ES400O3 (Dwg I-400O3-GA-010, Ref 5), 11kV, for AAAC 100mm2, angle section (90o) (3-pole arrangement) (compression fittings) | ES400O3 | 500352 | 0
GA kit, ES400O3 (Dwg I-400O3-GA-010, Ref 6), 11kV, for AAAC 150mm2, angle section (90o) (3-pole arrangement) (compression fittings) | ES400O3 | 500353 | 0
GA kit, ES400O3 (Dwg I-400O3-GA-010, Ref 7), 33kV, for HDCu 100mm2, angle section (90o) (3-pole arrangement) (compression fittings) | ES400O3 | 500354 | 0
GA kit, ES400O3 (Dwg I-400O3-GA-010, Ref 8), 33kV, for AAAC 150mm2, angle section (90o) (3-pole arrangement) (compression fittings) | ES400O3 | 500355 | 0
GA kit, ES400O3 (Dwg I-400O3-GA-010, Ref 9), 33kV, for AAAC 200mm2, angle section (90o) (3-pole arrangement) (compression fittings) | ES400O3 | 500356 | 0
GA kit, ES400O3 (Dwg I-400O3-GA-011, Ref 1), 11kV, for HDCu 38mm2, tee-off (single pole/single crossarm with double crossarm tee-off) (solid connections) | ES400O3 | 500414 | 0
GA kit, ES400O3 (Dwg I-400O3-GA-011, Ref 2), 11kV, for HDCu 70mm2, tee-off (single pole/single crossarm with double crossarm tee-off) (solid connections) | ES400O3 | 500415 | 0
GA kit, ES400O3 (Dwg I-400O3-GA-011, Ref 3), 11kV, for HDCu 100mm2, tee-off (single pole/single crossarm with double crossarm tee-off) (solid connections) | ES400O3 | 500416 | 0
GA kit, ES400O3 (Dwg I-400O3-GA-011, Ref 4), 11kV, for AAAC 50mm2, tee-off (single pole/single crossarm with double crossarm tee-off) (solid connections) | ES400O3 | 500417 | 0
GA kit, ES400O3 (Dwg I-400O3-GA-011, Ref 5), 11kV, for AAAC 100mm2, tee-off (single pole/single crossarm with double crossarm tee-off) (solid connections) | ES400O3 | 500418 | 0
GA kit, ES400O3 (Dwg I-400O3-GA-011, Ref 6), 11kV, for AAAC 150mm2, tee-off (single pole/single crossarm with double crossarm tee-off) (solid connections) | ES400O3 | 500419 | 0
GA kit, ES400O3 (Dwg I-400O3-GA-012, Ref 1), 11kV, for HDCu 38mm2, tee-off (single pole/single crossarm with double crossarm tee-off) (connections via fuses/links) (tee-off via helical fittings) | ES400O3 | 500366 | 0
GA kit, ES400O3 (Dwg I-400O3-GA-012, Ref 2), 11kV, for HDCu 70mm2, tee-off (single pole/single crossarm with double crossarm tee-off) (connections via fuses/links) (tee-off via helical fittings) | ES400O3 | 500367 | 0
GA kit, ES400O3 (Dwg I-400O3-GA-012, Ref 3), 11kV, for HDCu 100mm2, tee-off (single pole/single crossarm with double crossarm tee-off) (connections via fuses/links) (tee-off via helical fittings) | ES400O3 | 500368 | 0
GA kit, ES400O3 (Dwg I-400O3-GA-012, Ref 4), 11kV, for AAAC 50mm2, tee-off (single pole/single crossarm with double crossarm tee-off) (connections via fuses/links) (tee-off via helical fittings) | ES400O3 | 500369 | 0
GA kit, ES400O3 (Dwg I-400O3-GA-012, Ref 5), 11kV, for AAAC 100mm2, tee-off (single pole/single crossarm with double crossarm tee-off) (connections via fuses/links) (tee-off via helical fittings) | ES400O3 | 500370 | 0
GA kit, ES400O3 (Dwg I-400O3-GA-012, Ref 6), 11kV, for AAAC 150mm2, tee-off (single pole/single crossarm with double crossarm tee-off) (connections via fuses/links) (tee-off via helical fittings) | ES400O3 | 500371 | 0
GA kit, ES400O3 (Dwg I-400O3-GA-013, Ref 1), 11kV, for HDCu 38mm2, tee-off (single pole/single crossarm with double crossarm tee-off) (connections via fuses/links) (tee-off via compression fittings) | ES400O3 | 500372 | 0
GA kit, ES400O3 (Dwg I-400O3-GA-013, Ref 2), 11kV, for HDCu 70mm2, tee-off (single pole/single crossarm with double crossarm tee-off) (connections via fuses/links) (tee-off via compression fittings) | ES400O3 | 500373 | 0
GA kit, ES400O3 (Dwg I-400O3-GA-013, Ref 3), 11kV, for HDCu 100mm2, tee-off (single pole/single crossarm with double crossarm tee-off) (connections via fuses/links) (tee-off via compression fittings) | ES400O3 | 500374 | 0
GA kit, ES400O3 (Dwg I-400O3-GA-013, Ref 4), 11kV, for AAAC 50mm2, tee-off (single pole/single crossarm with double crossarm tee-off) (connections via fuses/links) (tee-off via compression fittings) | ES400O3 | 500375 | 0
GA kit, ES400O3 (Dwg I-400O3-GA-013, Ref 5), 11kV, for AAAC 100mm2, tee-off (single pole/single crossarm with double crossarm tee-off) (connections via fuses/links) (tee-off via compression fittings) | ES400O3 | 500385 | 0
GA kit, ES400O3 (Dwg I-400O3-GA-013, Ref 6), 11kV, for AAAC 150mm2, tee-off (single pole/single crossarm with double crossarm tee-off) (connections via fuses/links) (tee-off via compression fittings) | ES400O3 | 500386 | 0
GA kit, ES400O3 (Dwg I-400O3-GA-014, Ref 1), 11kV, for HDCu 38mm2, transformer (single intermediate pole/single bolt mounting) (bails/LL clamps) | ES400O3 | 500446 | 0
GA kit, ES400O3 (Dwg I-400O3-GA-014, Ref 2), 11kV, for HDCu 70mm2, transformer (single intermediate pole/single bolt mounting) (bails/LL clamps) | ES400O3 | 500447 | 0
GA kit, ES400O3 (Dwg I-400O3-GA-014, Ref 3), 11kV, for HDCu 100mm2, transformer (single intermediate pole/single bolt mounting) (bails/LL clamps) | ES400O3 | 500448 | 0
GA kit, ES400O3 (Dwg I-400O3-GA-014, Ref 4), 11kV, for AAAC 50mm2, transformer (single intermediate pole/single bolt mounting) (bails/LL clamps) | ES400O3 | 500449 | 0
GA kit, ES400O3 (Dwg I-400O3-GA-014, Ref 5), 11kV, for AAAC 100mm2, transformer (single intermediate pole/single bolt mounting) (bails/LL clamps) | ES400O3 | 500450 | 0
GA kit, ES400O3 (Dwg I-400O3-GA-014, Ref 6), 11kV, for AAAC 150mm2, transformer (single intermediate pole/single bolt mounting) (bails/LL clamps) | ES400O3 | 500451 | 0
GA kit, ES400O3 (Dwg I-400O3-GA-015, Ref 1), 11kV, for HDCu 38mm2, transformer (single intermediate pole/single bolt mounting) (bails/LL clamp/fuses/links) | ES400O3 | 500462 | 0
GA kit, ES400O3 (Dwg I-400O3-GA-015, Ref 2), 11kV, for HDCu 70mm2, transformer (single intermediate pole/single bolt mounting) (bails/LL clamp/fuses/links) | ES400O3 | 500463 | 0
GA kit, ES400O3 (Dwg I-400O3-GA-015, Ref 3), 11kV, for HDCu 100mm2, transformer (single intermediate pole/single bolt mounting) (bails/LL clamp/fuses/links) | ES400O3 | 500464 | 0
GA kit, ES400O3 (Dwg I-400O3-GA-015, Ref 4), 11kV, for AAAC 50mm2, transformer (single intermediate pole/single bolt mounting) (bails/LL clamp/fuses/links) | ES400O3 | 500465 | 0
GA kit, ES400O3 (Dwg I-400O3-GA-015, Ref 5), 11kV, for AAAC 100mm2, transformer (single intermediate pole/single bolt mounting) (bails/LL clamp/fuses/links) | ES400O3 | 500466 | 0
GA kit, ES400O3 (Dwg I-400O3-GA-015, Ref 6), 11kV, for AAAC 150mm2, transformer (single intermediate pole/single bolt mounting) (bails/LL clamp/fuses/links) | ES400O3 | 500467 | 0
GA kit, ES400O3 (Dwg I-400O3-GA-016, Ref 1), 11kV, for HDCu 38mm2, transformer (single terminal pole/single bolt mounting) (helical fittings) | ES400O3 | 500387 | 0
GA kit, ES400O3 (Dwg I-400O3-GA-016, Ref 2), 11kV, for HDCu 70mm2, transformer (single intermediate pole/single bolt mounting) (helical fittings) | ES400O3 | 500388 | 0
GA kit, ES400O3 (Dwg I-400O3-GA-016, Ref 3), 11kV, for HDCu 100mm2, transformer (single intermediate pole/single bolt mounting) (helical fittings) | ES400O3 | 500389 | 0
GA kit, ES400O3 (Dwg I-400O3-GA-016, Ref 4), 11kV, for AAAC 50mm2, transformer (single intermediate pole/single bolt mounting) (helical fittings) | ES400O3 | 500390 | 0
GA kit, ES400O3 (Dwg I-400O3-GA-016, Ref 5), 11kV, for AAAC 100mm2, transformer (single intermediate pole/single bolt mounting) (helical fittings) | ES400O3 | 500391 | 0
GA kit, ES400O3 (Dwg I-400O3-GA-016, Ref 6), 11kV, for AAAC 150mm2, transformer (single intermediate pole/single bolt mounting) (helical fittings) | ES400O3 | 500392 | 0
GA kit, ES400O3 (Dwg I-400O3-GA-017, Ref 1), 11kV, for HDCu 38mm2, transformer (single terminal pole/single bolt mounting) (compression fittings/bails/LL clamps) | ES400O3 | 500478 | 0
GA kit, ES400O3 (Dwg I-400O3-GA-017, Ref 2), 11kV, for HDCu 70mm2, transformer (single terminal pole/single bolt mounting) (compression fittings/bails/LL clamps) | ES400O3 | 500479 | 0
GA kit, ES400O3 (Dwg I-400O3-GA-017, Ref 3), 11kV, for HDCu 100mm2, transformer (single terminal pole/single bolt mounting) (compression fittings/bails/LL clamps) | ES400O3 | 500480 | 0
GA kit, ES400O3 (Dwg I-400O3-GA-017, Ref 4), 11kV, for AAAC 50mm2, transformer (single terminal pole/single bolt mounting) (compression fittings/bails/LL clamps) | ES400O3 | 500481 | 0
GA kit, ES400O3 (Dwg I-400O3-GA-017, Ref 5), 11kV, for AAAC 100mm2, transformer (single terminal pole/single bolt mounting) (compression fittings/bails/LL clamps) | ES400O3 | 500482 | 0
GA kit, ES400O3 (Dwg I-400O3-GA-017, Ref 6), 11kV, for AAAC 150mm2, transformer (single terminal pole/single bolt mounting) (compression fittings/bails/LL clamps) | ES400O3 | 500483 | 0
GA kit, ES400O3 (Dwg I-400O3-GA-018, Ref 1), 11kV, for HDCu 38mm2, transformer (single terminal pole/single bolt mounting) (helical fittings/fuses/links) | ES400O3 | 500494 | 0
GA kit, ES400O3 (Dwg I-400O3-GA-018, Ref 2), 11kV, for HDCu 70mm2, transformer (single terminal pole/single bolt mounting) (helical fittings/fuses/links) | ES400O3 | 500495 | 0
GA kit, ES400O3 (Dwg I-400O3-GA-018, Ref 3), 11kV, for HDCu 100mm2, transformer (single terminal pole/single bolt mounting) (helical fittings/fuses/links) | ES400O3 | 500496 | 0
GA kit, ES400O3 (Dwg I-400O3-GA-018, Ref 4), 11kV, for AAAC 50mm2, transformer (single terminal pole/single bolt mounting) (helical fittings/fuses/links) | ES400O3 | 500497 | 0
GA kit, ES400O3 (Dwg I-400O3-GA-018, Ref 5), 11kV, for AAAC 100mm2, transformer (single terminal pole/single bolt mounting) (helical fittings/fuses/links) | ES400O3 | 500498 | 0
GA kit, ES400O3 (Dwg I-400O3-GA-018, Ref 6), 11kV, for AAAC 150mm2, transformer (single terminal pole/single bolt mounting) (helical fittings/fuses/links) | ES400O3 | 500499 | 0
GA kit, ES400O3 (Dwg I-400O3-GA-019, Ref 1), 11kV, for HDCu 38mm2, transformer (single terminal pole/single bolt mounting) (compression fittings/bails/LL clamps/fuses/links) | ES400O3 | 500393 | 0
GA kit, ES400O3 (Dwg I-400O3-GA-019, Ref 2), 11kV, for HDCu 70mm2, transformer (single terminal pole/single bolt mounting) (compression fittings/bails/LL clamps/fuses/links) | ES400O3 | 500394 | 0
GA kit, ES400O3 (Dwg I-400O3-GA-019, Ref 3), 11kV, for HDCu 100mm2, transformer (single terminal pole/single bolt mounting) (compression fittings/bails/LL clamps/fuses/links) | ES400O3 | 500404 | 0
GA kit, ES400O3 (Dwg I-400O3-GA-019, Ref 4), 11kV, for AAAC 50mm2, transformer (single terminal pole/single bolt mounting) (compression fittings/bails/LL clamps/fuses/links) | ES400O3 | 500405 | 0
GA kit, ES400O3 (Dwg I-400O3-GA-019, Ref 5), 11kV, for AAAC 100mm2, transformer (single terminal pole/single bolt mounting) (compression fittings/bails/LL clamps/fuses/links) | ES400O3 | 500406 | 0
GA kit, ES400O3 (Dwg I-400O3-GA-019, Ref 6), 11kV, for AAAC 150mm2, transformer (single terminal pole/single bolt mounting) (compression fittings/bails/LL clamps/fuses/links) | ES400O3 | 500407 | 0
GA kit, ES400O3 (Dwg I-400O3-GA-020, Ref 1), 11kV, for HDCu 38mm2, transformer (single intermediate pole/platform mounting) (bails/LL clamps) | ES400O3 | 500510 | 0
GA kit, ES400O3 (Dwg I-400O3-GA-020, Ref 2), 11kV, for HDCu 70mm2, transformer (single intermediate pole/platform mounting) (bails/LL clamps) | ES400O3 | 500511 | 0
GA kit, ES400O3 (Dwg I-400O3-GA-020, Ref 3), 11kV, for HDCu 100mm2, transformer (single intermediate pole/platform mounting) (bails/LL clamps) | ES400O3 | 500512 | 0
GA kit, ES400O3 (Dwg I-400O3-GA-020, Ref 4), 11kV, for AAAC 50mm2, transformer (single intermediate pole/platform mounting) (bails/LL clamps) | ES400O3 | 500513 | 0
GA kit, ES400O3 (Dwg I-400O3-GA-020, Ref 5), 11kV, for AAAC 100mm2, transformer (single intermediate pole/platform mounting) (bails/LL clamps) | ES400O3 | 500514 | 0
GA kit, ES400O3 (Dwg I-400O3-GA-020, Ref 6), 11kV, for AAAC 150mm2, transformer (single intermediate pole/platform mounting) (bails/LL clamps) | ES400O3 | 500515 | 0
GA kit, ES400O3 (Dwg I-400O3-GA-021, Ref 1), 11kV, for HDCu 38mm2, transformer (single intermediate pole/platform mounting) (bails/LL clamps/fuses/links) | ES400O3 | 500526 | 0
GA kit, ES400O3 (Dwg I-400O3-GA-021, Ref 2), 11kV, for HDCu 70mm2, transformer (single intermediate pole/platform mounting) (bails/LL clamps/fuses/links) | ES400O3 | 500527 | 0
GA kit, ES400O3 (Dwg I-400O3-GA-021, Ref 3), 11kV, for HDCu 100mm2, transformer (single intermediate pole/platform mounting) (bails/LL clamps/fuses/links) | ES400O3 | 500528 | 0
GA kit, ES400O3 (Dwg I-400O3-GA-021, Ref 4), 11kV, for AAAC 50mm2, transformer (single intermediate pole/platform mounting) (bails/LL clamps/fuses/links) | ES400O3 | 500529 | 0
GA kit, ES400O3 (Dwg I-400O3-GA-021, Ref 5), 11kV, for AAAC 100mm2, transformer (single intermediate pole/platform mounting) (bails/LL clamps/fuses/links) | ES400O3 | 500530 | 0
GA kit, ES400O3 (Dwg I-400O3-GA-021, Ref 6), 11kV, for AAAC 150mm2, transformer (single intermediate pole/platform mounting) (bails/LL clamps/fuses/links) | ES400O3 | 500531 | 0
GA kit, ES400O3 (Dwg I-400O3-GA-022, Ref 1), 11kV, for HDCu 38mm2, transformer (single terminal pole/platform mounting) (helical fittings) | ES400O3 | 500430 | 0
GA kit, ES400O3 (Dwg I-400O3-GA-022, Ref 2), 11kV, for HDCu 70mm2, transformer (single terminal pole/platform mounting) (helical fittings) | ES400O3 | 500431 | 0
GA kit, ES400O3 (Dwg I-400O3-GA-022, Ref 3), 11kV, for HDCu 100mm2, transformer (single terminal pole/platform mounting) (helical fittings) | ES400O3 | 500432 | 0
GA kit, ES400O3 (Dwg I-400O3-GA-022, Ref 4), 11kV, for AAAC 50mm2, transformer (single terminal pole/platform mounting) (helical fittings) | ES400O3 | 500433 | 0
GA kit, ES400O3 (Dwg I-400O3-GA-022, Ref 5), 11kV, for AAAC 100mm2, transformer (single terminal pole/platform mounting) (helical fittings) | ES400O3 | 500434 | 0
GA kit, ES400O3 (Dwg I-400O3-GA-022, Ref 6), 11kV, for AAAC 150mm2, transformer (single terminal pole/platform mounting) (helical fittings) | ES400O3 | 500435 | 0
GA kit, ES400O3 (Dwg I-400O3-GA-023, Ref 1), 11kV, for HDCu 38mm2, transformer (single terminal pole/platform mounting) (compression fittings/bails/LL clamps) | ES400O3 | 500542 | 0
GA kit, ES400O3 (Dwg I-400O3-GA-023, Ref 2), 11kV, for HDCu 70mm2, transformer (single terminal pole/platform mounting) (compression fittings/bails/LL clamps) | ES400O3 | 500543 | 0
GA kit, ES400O3 (Dwg I-400O3-GA-023, Ref 3), 11kV, for HDCu 100mm2, transformer (single terminal pole/platform mounting) (compression fittings/bails/LL clamps) | ES400O3 | 500544 | 0
GA kit, ES400O3 (Dwg I-400O3-GA-023, Ref 4), 11kV, for AAAC 50mm2, transformer (single terminal pole/platform mounting) (compression fittings/bails/LL clamps) | ES400O3 | 500545 | 0
GA kit, ES400O3 (Dwg I-400O3-GA-023, Ref 5), 11kV, for AAAC 100mm2, transformer (single terminal pole/platform mounting) (compression fittings/bails/LL clamps) | ES400O3 | 500546 | 0
GA kit, ES400O3 (Dwg I-400O3-GA-023, Ref 6), 11kV, for AAAC 150mm2, transformer (single terminal pole/platform mounting) (compression fittings/bails/LL clamps) | ES400O3 | 500547 | 0
GA kit, ES400O3 (Dwg I-400O3-GA-024, Ref 1), 11kV, for HDCu 38mm2, transformer (single terminal pole/platform mounting) (helical fittings/fuses/links) | ES400O3 | 500558 | 0
GA kit, ES400O3 (Dwg I-400O3-GA-024, Ref 2), 11kV, for HDCu 70mm2, transformer (single terminal pole/platform mounting) (helical fittings/fuses/links) | ES400O3 | 500559 | 0
GA kit, ES400O3 (Dwg I-400O3-GA-024, Ref 3), 11kV, for HDCu 100mm2, transformer (single terminal pole/platform mounting) (helical fittings/fuses/links) | ES400O3 | 500560 | 0
GA kit, ES400O3 (Dwg I-400O3-GA-024, Ref 4), 11kV, for AAAC 50mm2, transformer (single terminal pole/platform mounting) (helical fittings/fuses/links) | ES400O3 | 500561 | 0
GA kit, ES400O3 (Dwg I-400O3-GA-024, Ref 5), 11kV, for AAAC 100mm2, transformer (single terminal pole/platform mounting) (helical fittings/fuses/links) | ES400O3 | 500562 | 0
GA kit, ES400O3 (Dwg I-400O3-GA-024, Ref 6), 11kV, for AAAC 150mm2, transformer (single terminal pole/platform mounting) (helical fittings/fuses/links) | ES400O3 | 500563 | 0
GA kit, ES400O3 (Dwg I-400O3-GA-025, Ref 1), 11kV, for HDCu 38mm2, transformer (single terminal pole/platform mounting) (compression fittings/bails/LL clamps/fuses/links) | ES400O3 | 500408 | 0
GA kit, ES400O3 (Dwg I-400O3-GA-025, Ref 2), 11kV, for HDCu 70mm2, transformer (single terminal pole/platform mounting) (compression fittings/bails/LL clamps/fuses/links) | ES400O3 | 500409 | 0
GA kit, ES400O3 (Dwg I-400O3-GA-025, Ref 3), 11kV, for HDCu 100mm2, transformer (single terminal pole/platform mounting) (compression fittings/bails/LL clamps/fuses/links) | ES400O3 | 500410 | 0
GA kit, ES400O3 (Dwg I-400O3-GA-025, Ref 4), 11kV, for AAAC 50mm2, transformer (single terminal pole/platform mounting) (compression fittings/bails/LL clamps/fuses/links) | ES400O3 | 500411 | 0
GA kit, ES400O3 (Dwg I-400O3-GA-025, Ref 5), 11kV, for AAAC 100mm2, transformer (single terminal pole/platform mounting) (compression fittings/bails/LL clamps/fuses/links) | ES400O3 | 500412 | 0
GA kit, ES400O3 (Dwg I-400O3-GA-025, Ref 6), 11kV, for AAAC 150mm2, transformer (single terminal pole/platform mounting) (compression fittings/bails/LL clamps/fuses/links) | ES400O3 | 500413 | 0
GA kit, ES400O3 (Dwg I-400O3-GA-026, Ref 1), 11kV, for HDCu 38mm2, transformer (H-pole mounting) (helical fittings/fuses/links) | ES400O3 | 500574 | 0
GA kit, ES400O3 (Dwg I-400O3-GA-026, Ref 2), 11kV, for HDCu 70mm2, transformer (H-pole mounting) (helical fittings/fuses/links) | ES400O3 | 500575 | 0
GA kit, ES400O3 (Dwg I-400O3-GA-026, Ref 3), 11kV, for HDCu 100mm2, transformer (H-pole mounting) (helical fittings/fuses/links) | ES400O3 | 500576 | 0
GA kit, ES400O3 (Dwg I-400O3-GA-026, Ref 4), 11kV, for AAAC 50mm2, transformer (H-pole mounting) (helical fittings/fuses/links) | ES400O3 | 500577 | 0
GA kit, ES400O3 (Dwg I-400O3-GA-026, Ref 5), 11kV, for AAAC 100mm2, transformer (H-pole mounting) (helical fittings/fuses/links) | ES400O3 | 500578 | 0
GA kit, ES400O3 (Dwg I-400O3-GA-026, Ref 6), 11kV, for AAAC 150mm2, transformer (H-pole mounting) (helical fittings/fuses/links) | ES400O3 | 500579 | 0
GA kit, ES400O3 (Dwg I-400O3-GA-027, Ref 1), 11kV, for HDCu 38mm2, transformer (H-pole mounting) (compression fittings/bails/LL clamps/fuses/links) | ES400O3 | 500420 | 0
GA kit, ES400O3 (Dwg I-400O3-GA-027, Ref 2), 11kV, for HDCu 70mm2, transformer (H-pole mounting) (compression fittings/bails/LL clamps/fuses/links) | ES400O3 | 500421 | 0
GA kit, ES400O3 (Dwg I-400O3-GA-027, Ref 3), 11kV, for HDCu 100mm2, transformer (H-pole mounting) (compression fittings/bails/LL clamps/fuses/links) | ES400O3 | 500422 | 0
GA kit, ES400O3 (Dwg I-400O3-GA-027, Ref 4), 11kV, for AAAC 50mm2, transformer (H-pole mounting) (compression fittings/bails/LL clamps/fuses/links) | ES400O3 | 500423 | 0
GA kit, ES400O3 (Dwg I-400O3-GA-027, Ref 5), 11kV, for AAAC 100mm2, transformer (H-pole mounting) (compression fittings/bails/LL clamps/fuses/links) | ES400O3 | 500424 | 0
GA kit, ES400O3 (Dwg I-400O3-GA-027, Ref 6), 11kV, for AAAC 150mm2, transformer (H-pole mounting) (compression fittings/bails/LL clamps/fuses/links) | ES400O3 | 500425 | 0
GA kit, ES400O3 (Dwg I-400O3-GA-028, Ref 1), 11kV, for HDCu 38mm2, transformer (stub pole mounting) (bails/LL clamps/fuses/links) | ES400O3 | 500590 | 0
GA kit, ES400O3 (Dwg I-400O3-GA-028, Ref 2), 11kV, for HDCu 70mm2, transformer (stub pole mounting) (bails/LL clamps/fuses/links) | ES400O3 | 500591 | 0
GA kit, ES400O3 (Dwg I-400O3-GA-028, Ref 3), 11kV, for HDCu 100mm2, transformer (stub pole mounting) (bails/LL clamps/fuses/links) | ES400O3 | 500592 | 0
GA kit, ES400O3 (Dwg I-400O3-GA-028, Ref 4), 11kV, for AAAC 50mm2, transformer (stub pole mounting) (bails/LL clamps/fuses/links) | ES400O3 | 500593 | 0
GA kit, ES400O3 (Dwg I-400O3-GA-028, Ref 5), 11kV, for AAAC 100mm2, transformer (stub pole mounting) (bails/LL clamps/fuses/links) | ES400O3 | 500594 | 0
GA kit, ES400O3 (Dwg I-400O3-GA-028, Ref 6), 11kV, for AAAC 150mm2, transformer (stub pole mounting) (bails/LL clamps/fuses/links) | ES400O3 | 500595 | 0
GA kit, ES400O3 (Dwg I-400O3-GA-029, Ref 1), 11kV, for HDCu 38mm2, auto-recloser/auto-sectionaliser (single pole/flying section) (compression fittings/bails/LL clamps) | ES400O3 | 500622 | 0
GA kit, ES400O3 (Dwg I-400O3-GA-029, Ref 2), 11kV, for HDCu 70mm2, auto-recloser/auto-sectionaliser (single pole/flying section) (compression fittings/bails/LL clamps) | ES400O3 | 500623 | 0
GA kit, ES400O3 (Dwg I-400O3-GA-029, Ref 3), 11kV, for HDCu 100mm2, auto-recloser/auto-sectionaliser (single pole/flying section) (compression fittings/bails/LL clamps) | ES400O3 | 500624 | 0
GA kit, ES400O3 (Dwg I-400O3-GA-029, Ref 4), 11kV, for AAAC 50mm2, auto-recloser/auto-sectionaliser (single pole/flying section) (compression fittings/bails/LL clamps) | ES400O3 | 500625 | 0
GA kit, ES400O3 (Dwg I-400O3-GA-029, Ref 5), 11kV, for AAAC 100mm2, auto-recloser/auto-sectionaliser (single pole/flying section) (compression fittings/bails/LL clamps) | ES400O3 | 500626 | 0
GA kit, ES400O3 (Dwg I-400O3-GA-029, Ref 6), 11kV, for AAAC 150mm2, auto-recloser/auto-sectionaliser (single pole/flying section) (compression fittings/bails/LL clamps) | ES400O3 | 500627 | 0
GA kit, ES400O3 (Dwg I-400O3-GA-030, Ref 1), 11kV, for HDCu 38mm2, auto-recloser/auto-sectionaliser (single pole/straight line section) (compression fittings/bails/LL clamps) | ES400O3 | 500606 | 0
GA kit, ES400O3 (Dwg I-400O3-GA-030, Ref 2), 11kV, for HDCu 70mm2, auto-recloser/auto-sectionaliser (single pole/straight line section) (compression fittings/bails/LL clamps) | ES400O3 | 500607 | 0
GA kit, ES400O3 (Dwg I-400O3-GA-030, Ref 3), 11kV, for HDCu 100mm2, auto-recloser/auto-sectionaliser (single pole/straight line section) (compression fittings/bails/LL clamps) | ES400O3 | 500608 | 0
GA kit, ES400O3 (Dwg I-400O3-GA-030, Ref 4), 11kV, for AAAC 50mm2, auto-recloser/auto-sectionaliser (single pole/straight line section) (compression fittings/bails/LL clamps) | ES400O3 | 500609 | 0
GA kit, ES400O3 (Dwg I-400O3-GA-030, Ref 5), 11kV, for AAAC 100mm2, auto-recloser/auto-sectionaliser (single pole/straight line section) (compression fittings/bails/LL clamps) | ES400O3 | 500610 | 0
GA kit, ES400O3 (Dwg I-400O3-GA-030, Ref 6), 11kV, for AAAC 150mm2, auto-recloser/auto-sectionaliser (single pole/straight line section) (compression fittings/bails/LL clamps) | ES400O3 | 500611 | 0
GA kit, ES400O3 (Dwg I-400O3-GA-031, Ref 1), 11kV, for HDCu 38mm2, in-line fuses/links (single pole/straight line section) (helical fittings/fuses/links) | ES400O3 | 500426 | 0
GA kit, ES400O3 (Dwg I-400O3-GA-031, Ref 2), 11kV, for HDCu 70mm2, in-line fuses/links (single pole/straight line section) (helical fittings/fuses/links) | ES400O3 | 500427 | 0
GA kit, ES400O3 (Dwg I-400O3-GA-031, Ref 3), 11kV, for HDCu 100mm2, in-line fuses/links (single pole/straight line section) (helical fittings/fuses/links) | ES400O3 | 500428 | 0
GA kit, ES400O3 (Dwg I-400O3-GA-031, Ref 4), 11kV, for AAAC 50mm2, in-line fuses/links (single pole/straight line section) (helical fittings/fuses/links) | ES400O3 | 500429 | 0
GA kit, ES400O3 (Dwg I-400O3-GA-031, Ref 5), 11kV, for AAAC 100mm2, in-line fuses/links (single pole/straight line section) (helical fittings/fuses/links) | ES400O3 | 500436 | 0
GA kit, ES400O3 (Dwg I-400O3-GA-031, Ref 6), 11kV, for AAAC 150mm2, in-line fuses/links (single pole/straight line section) (helical fittings/fuses/links) | ES400O3 | 500437 | 0
GA kit, ES400O3 (Dwg I-400O3-GA-032, Ref 1), 11kV, for HDCu 38mm2, fuses/links (single pole/straight line section) (compression fittings/bails/LL clamps/fuses/links) | ES400O3 | 500438 | 0
GA kit, ES400O3 (Dwg I-400O3-GA-032, Ref 2), 11kV, for HDCu 70mm2, fuses/links (single pole/straight line section) (compression fittings/bails/LL clamps/fuses/links) | ES400O3 | 500439 | 0
GA kit, ES400O3 (Dwg I-400O3-GA-032, Ref 3), 11kV, for HDCu 100mm2, fuses/links (single pole/straight line section) (compression fittings/bails/LL clamps/fuses/links) | ES400O3 | 500440 | 0
GA kit, ES400O3 (Dwg I-400O3-GA-032, Ref 4), 11kV, for AAAC 50mm2, fuses/links (single pole/straight line section) (compression fittings/bails/LL clamps/fuses/links) | ES400O3 | 500441 | 0
GA kit, ES400O3 (Dwg I-400O3-GA-032, Ref 5), 11kV, for AAAC 100mm2, fuses/links (single pole/straight line section) (compression fittings/bails/LL clamps/fuses/links) | ES400O3 | 500442 | 0
GA kit, ES400O3 (Dwg I-400O3-GA-032, Ref 6), 11kV, for AAAC 150mm2, fuses/links (single pole/straight line section) (compression fittings/bails/LL clamps/fuses/links) | ES400O3 | 500443 | 0
GA kit, ES400O3 (Dwg I-400O3-GA-033, Ref 1), 11kV, for HDCu 38mm2, aerial switch (single pole/underslung mounting) (helical fittings) | ES400O3 | 500444 | 0
GA kit, ES400O3 (Dwg I-400O3-GA-033, Ref 2), 11kV, for HDCu 70mm2, aerial switch (single pole/underslung mounting) (helical fittings) | ES400O3 | 500445 | 0
GA kit, ES400O3 (Dwg I-400O3-GA-033, Ref 3), 11kV, for HDCu 100mm2, aerial switch (single pole/underslung mounting) (helical fittings) | ES400O3 | 500452 | 0
GA kit, ES400O3 (Dwg I-400O3-GA-033, Ref 4), 11kV, for AAAC 50mm2, aerial switch (single pole/underslung mounting) (helical fittings) | ES400O3 | 500453 | 0
GA kit, ES400O3 (Dwg I-400O3-GA-033, Ref 5), 11kV, for AAAC 100mm2, aerial switch (single pole/underslung mounting) (helical fittings) | ES400O3 | 500454 | 0
GA kit, ES400O3 (Dwg I-400O3-GA-033, Ref 6), 11kV, for AAAC 150mm2, aerial switch (single pole/underslung mounting) (helical fittings) | ES400O3 | 500455 | 0
GA kit, ES400O3 (Dwg I-400O3-GA-034, Ref 1), 11kV, for HDCu 38mm2, aerial switch (single pole/underslung mounting) (compression fittings/bails/LL clamps) | ES400O3 | 500654 | 0
GA kit, ES400O3 (Dwg I-400O3-GA-034, Ref 2), 11kV, for HDCu 70mm2, aerial switch (single pole/underslung mounting) (compression fittings/bails/LL clamps) | ES400O3 | 500655 | 0
GA kit, ES400O3 (Dwg I-400O3-GA-034, Ref 3), 11kV, for HDCu 100mm2, aerial switch (single pole/underslung mounting) (compression fittings/bails/LL clamps) | ES400O3 | 500656 | 0
GA kit, ES400O3 (Dwg I-400O3-GA-034, Ref 4), 11kV, for AAAC 50mm2, aerial switch (single pole/underslung mounting) (compression fittings/bails/LL clamps) | ES400O3 | 500657 | 0
GA kit, ES400O3 (Dwg I-400O3-GA-034, Ref 5), 11kV, for AAAC 100mm2, aerial switch (single pole/underslung mounting) (compression fittings/bails/LL clamps) | ES400O3 | 500658 | 0
GA kit, ES400O3 (Dwg I-400O3-GA-034, Ref 6), 11kV, for AAAC 150mm2, aerial switch (single pole/underslung mounting) (compression fittings/bails/LL clamps) | ES400O3 | 500659 | 0
GA kit, ES400O3 (Dwg I-400O3-GA-035, Ref 1), 11kV, for HDCu 38mm2, aerial switch (H-pole/underslung mounting) (helical fittings) | ES400O3 | 500456 | 0
GA kit, ES400O3 (Dwg I-400O3-GA-035, Ref 2), 11kV, for HDCu 70mm2, aerial switch (H-pole/underslung mounting) (helical fittings) | ES400O3 | 500457 | 0
GA kit, ES400O3 (Dwg I-400O3-GA-035, Ref 3), 11kV, for HDCu 100mm2, aerial switch (H-pole/underslung mounting) (helical fittings) | ES400O3 | 500458 | 0
GA kit, ES400O3 (Dwg I-400O3-GA-035, Ref 4), 11kV, for AAAC 50mm2, aerial switch (H-pole/underslung mounting) (helical fittings) | ES400O3 | 500459 | 0
GA kit, ES400O3 (Dwg I-400O3-GA-035, Ref 5), 11kV, for AAAC 100mm2, aerial switch (H-pole/underslung mounting) (helical fittings) | ES400O3 | 500460 | 0
GA kit, ES400O3 (Dwg I-400O3-GA-035, Ref 6), 11kV, for AAAC 150mm2, aerial switch (H-pole/underslung mounting) (helical fittings) | ES400O3 | 500461 | 0
GA kit, ES400O3 (Dwg I-400O3-GA-035, Ref 7), 33kV, for HDCu 100mm2, aerial switch (H-pole/underslung mounting) (helical fittings) | ES400O3 | 500468 | 0
GA kit, ES400O3 (Dwg I-400O3-GA-035, Ref 8), 33kV, for AAAC 150mm2, aerial switch (H-pole/underslung mounting) (helical fittings) | ES400O3 | 500469 | 0
GA kit, ES400O3 (Dwg I-400O3-GA-035, Ref 9), 33kV, for AAAC 200mm2, aerial switch (H-pole/underslung mounting) (helical fittings) | ES400O3 | 500470 | 0
GA kit, ES400O3 (Dwg I-400O3-GA-036, Ref 1), 11kV, for HDCu 38mm2, aerial switch (H-pole/underslung mounting) (compression fittings/bails/LL clamps) | ES400O3 | 500471 | 0
GA kit, ES400O3 (Dwg I-400O3-GA-036, Ref 2), 11kV, for HDCu 70mm2, aerial switch (H-pole/underslung mounting) (compression fittings/bails/LL clamps) | ES400O3 | 500472 | 0
GA kit, ES400O3 (Dwg I-400O3-GA-036, Ref 3), 11kV, for HDCu 100mm2, aerial switch (H-pole/underslung mounting) (compression fittings/bails/LL clamps) | ES400O3 | 500473 | 0
GA kit, ES400O3 (Dwg I-400O3-GA-036, Ref 4), 11kV, for AAAC 50mm2, aerial switch (H-pole/underslung mounting) (compression fittings/bails/LL clamps) | ES400O3 | 500474 | 0
GA kit, ES400O3 (Dwg I-400O3-GA-036, Ref 5), 11kV, for AAAC 100mm2, aerial switch (H-pole/underslung mounting) (compression fittings/bails/LL clamps) | ES400O3 | 500475 | 0
GA kit, ES400O3 (Dwg I-400O3-GA-037, Ref 1), 11kV, for HDCu 38mm2, cable terminal (single pole terminal) (helical fittings) | ES400O3 | 500683 | 0
GA kit, ES400O3 (Dwg I-400O3-GA-037, Ref 2), 11kV, for HDCu 70mm2, cable terminal (single pole terminal) (helical fittings) | ES400O3 | 500684 | 0
GA kit, ES400O3 (Dwg I-400O3-GA-037, Ref 3), 11kV, for HDCu 100mm2, cable terminal (single pole terminal) (helical fittings) | ES400O3 | 500685 | 0
GA kit, ES400O3 (Dwg I-400O3-GA-037, Ref 4), 11kV, for AAAC 50mm2, cable terminal (single pole terminal) (helical fittings) | ES400O3 | 500686 | 0
GA kit, ES400O3 (Dwg I-400O3-GA-037, Ref 5), 11kV, for AAAC 100mm2, cable terminal (single pole terminal) (helical fittings) | ES400O3 | 500687 | 0
GA kit, ES400O3 (Dwg I-400O3-GA-037, Ref 6), 11kV, for AAAC 150mm2, cable terminal (single pole terminal) (helical fittings) | ES400O3 | 500688 | 0
GA kit, ES400O3 (Dwg I-400O3-GA-038, Ref 1), 11kV, for HDCu 38mm2, cable terminal (single pole terminal) (compression fittings/bails/LL clamps) | ES400O3 | 500486 | 0
GA kit, ES400O3 (Dwg I-400O3-GA-038, Ref 2), 11kV, for HDCu 70mm2, cable terminal (single pole terminal) (compression fittings/bails/LL clamps) | ES400O3 | 500487 | 0
GA kit, ES400O3 (Dwg I-400O3-GA-038, Ref 3), 11kV, for HDCu 100mm2, cable terminal (single pole terminal) (compression fittings/bails/LL clamps) | ES400O3 | 500488 | 0
GA kit, ES400O3 (Dwg I-400O3-GA-038, Ref 4), 11kV, for AAAC 50mm2, cable terminal (single pole terminal) (compression fittings/bails/LL clamps) | ES400O3 | 500489 | 0
GA kit, ES400O3 (Dwg I-400O3-GA-038, Ref 5), 11kV, for AAAC 100mm2, cable terminal (single pole terminal) (compression fittings/bails/LL clamps) | ES400O3 | 500490 | 0
GA kit, ES400O3 (Dwg I-400O3-GA-039, Ref 1), 11kV, for HDCu 38mm2, cable terminal (single pole terminal) (helical fittings/fuses/links) | ES400O3 | 500699 | 0
GA kit, ES400O3 (Dwg I-400O3-GA-039, Ref 2), 11kV, for HDCu 70mm2, cable terminal (single pole terminal) (helical fittings/fuses/links) | ES400O3 | 500700 | 0
GA kit, ES400O3 (Dwg I-400O3-GA-039, Ref 3), 11kV, for HDCu 100mm2, cable terminal (single pole terminal) (helical fittings/fuses/links) | ES400O3 | 500701 | 0
GA kit, ES400O3 (Dwg I-400O3-GA-039, Ref 4), 11kV, for AAAC 50mm2, cable terminal (single pole terminal) (helical fittings/fuses/links) | ES400O3 | 500702 | 0
GA kit, ES400O3 (Dwg I-400O3-GA-039, Ref 5), 11kV, for AAAC 100mm2, cable terminal (single pole terminal) (helical fittings/fuses/links) | ES400O3 | 500703 | 0
GA kit, ES400O3 (Dwg I-400O3-GA-039, Ref 6), 11kV, for AAAC 150mm2, cable terminal (single pole terminal) (helical fittings/fuses/links) | ES400O3 | 500704 | 0
GA kit, ES400O3 (Dwg I-400O3-GA-040, Ref 1), 11kV, for HDCu 38mm2, cable terminal (single pole terminal) (compression fittings/bails/LL clamps/fuses/links) | ES400O3 | 500492 | 0
GA kit, ES400O3 (Dwg I-400O3-GA-040, Ref 2), 11kV, for HDCu 70mm2, cable terminal (single pole terminal) (compression fittings/bails/LL clamps/fuses/links) | ES400O3 | 500493 | 0
GA kit, ES400O3 (Dwg I-400O3-GA-040, Ref 3), 11kV, for HDCu 100mm2, cable terminal (single pole terminal) (compression fittings/bails/LL clamps/fuses/links) | ES400O3 | 500500 | 0
GA kit, ES400O3 (Dwg I-400O3-GA-040, Ref 4), 11kV, for AAAC 50mm2, cable terminal (single pole terminal) (compression fittings/bails/LL clamps/fuses/links) | ES400O3 | 500501 | 0
GA kit, ES400O3 (Dwg I-400O3-GA-040, Ref 5), 11kV, for AAAC 100mm2, cable terminal (single pole terminal) (compression fittings/bails/LL clamps/fuses/links) | ES400O3 | 500502 | 0
GA kit, ES400O3 (Dwg I-400O3-GA-041, Ref 1), 11kV, for HDCu 38mm2, cable terminal (single intermediate pole) (solid connections) | ES400O3 | 500504 | 0
GA kit, ES400O3 (Dwg I-400O3-GA-041, Ref 2), 11kV, for HDCu 70mm2, cable terminal (single intermediate pole) (solid connections) | ES400O3 | 500505 | 0
GA kit, ES400O3 (Dwg I-400O3-GA-041, Ref 3), 11kV, for HDCu 100mm2, cable terminal (single intermediate pole) (solid connections) | ES400O3 | 500506 | 0
GA kit, ES400O3 (Dwg I-400O3-GA-041, Ref 4), 11kV, for AAAC 50mm2, cable terminal (single intermediate pole) (solid connections) | ES400O3 | 500507 | 0
GA kit, ES400O3 (Dwg I-400O3-GA-041, Ref 5), 11kV, for AAAC 100mm2, cable terminal (single intermediate pole) (solid connections) | ES400O3 | 500508 | 0
GA kit, ES400O3 (Dwg I-400O3-GA-041, Ref 6), 11kV, for AAAC 150mm2, cable terminal (single intermediate pole) (solid connections) | ES400O3 | 500509 | 0
GA kit, ES400O3 (Dwg I-400O3-GA-042, Ref 1), 11kV, for HDCu 38mm2, cable terminal (single intermediate pole) (connection via fuses/links) | ES400O3 | 500516 | 0
GA kit, ES400O3 (Dwg I-400O3-GA-042, Ref 2), 11kV, for HDCu 70mm2, cable terminal (single intermediate pole) (connection via fuses/links) | ES400O3 | 500517 | 0
GA kit, ES400O3 (Dwg I-400O3-GA-042, Ref 3), 11kV, for HDCu 100mm2, cable terminal (single intermediate pole) (connection via fuses/links) | ES400O3 | 500518 | 0
GA kit, ES400O3 (Dwg I-400O3-GA-042, Ref 4), 11kV, for AAAC 50mm2, cable terminal (single intermediate pole) (connection via fuses/links) | ES400O3 | 500519 | 0
GA kit, ES400O3 (Dwg I-400O3-GA-042, Ref 5), 11kV, for AAAC 100mm2, cable terminal (single intermediate pole) (connection via fuses/links) | ES400O3 | 500520 | 0
GA kit, ES400O3 (Dwg I-400O3-GA-042, Ref 6), 11kV, for AAAC 150mm2, cable terminal (single intermediate pole) (connection via fuses/links) | ES400O3 | 500521 | 0
GA kit, ES400O3 (Dwg I-400O3-GA-043, Ref 1), 11kV, for HDCu 38mm2, cable terminal (H-pole terminal) (helical fittings) | ES400O3 | 500522 | 0
GA kit, ES400O3 (Dwg I-400O3-GA-043, Ref 2), 11kV, for HDCu 70mm2, cable terminal (H-pole terminal) (helical fittings) | ES400O3 | 500523 | 0
GA kit, ES400O3 (Dwg I-400O3-GA-043, Ref 3), 11kV, for HDCu 100mm2, cable terminal (H-pole terminal) (helical fittings) | ES400O3 | 500524 | 0
GA kit, ES400O3 (Dwg I-400O3-GA-043, Ref 4), 11kV, for AAAC 50mm2, cable terminal (H-pole terminal) (helical fittings) | ES400O3 | 500525 | 0
GA kit, ES400O3 (Dwg I-400O3-GA-043, Ref 5), 11kV, for AAAC 100mm2, cable terminal (H-pole terminal) (helical fittings) | ES400O3 | 500532 | 0
GA kit, ES400O3 (Dwg I-400O3-GA-043, Ref 6), 11kV, for AAAC 150mm2, cable terminal (H-pole terminal) (helical fittings) | ES400O3 | 500533 | 0
GA kit, ES400O3 (Dwg I-400O3-GA-043, Ref 7), 33kV, for HDCu 100mm2, cable terminal (H-pole terminal) (helical fittings) | ES400O3 | 500534 | 0
GA kit, ES400O3 (Dwg I-400O3-GA-043, Ref 8), 33kV, for AAAC 150mm2, cable terminal (H-pole terminal) (helical fittings) | ES400O3 | 500535 | 0
GA kit, ES400O3 (Dwg I-400O3-GA-043, Ref 9), 33kV, for AAAC 200mm2, cable terminal (H-pole terminal) (helical fittings) | ES400O3 | 500536 | 0
GA kit, ES400O3 (Dwg I-400O3-GA-044, Ref 7), 33kV, for HDCu 100mm2, cable terminal (H-pole terminal) (compression fittings/bails/LL clamps) | ES400O3 | 500537 | 0
GA kit, ES400O3 (Dwg I-400O3-GA-044, Ref 8), 33kV, for AAAC 150mm2, cable terminal (H-pole terminal) (compression fittings/bails/LL clamps) | ES400O3 | 500538 | 0
GA kit, ES400O3 (Dwg I-400O3-GA-044, Ref 9), 33kV, for AAAC 200mm2, cable terminal (H-pole terminal) (compression fittings/bails/LL clamps) | ES400O3 | 500539 | 0
GA kit, ES400O3 (Dwg I-400O3-GA-045, Ref 2), 11kV, for HDCu 70mm2, intermediate (single pole/double crossarm) | ES400O3 | 500301 | 0
GA kit, ES400O3 (Dwg I-400O3-GA-045, Ref 3), 11kV, for HDCu 100mm2, intermediate (single pole/double crossarm) | ES400O3 | 500302 | 0
GA kit, ES400O3 (Dwg I-400O3-GA-045, Ref 5), 11kV, for AAAC 100mm2, intermediate (single pole/double crossarm) | ES400O3 | 500304 | 0
GA kit, ES400O3 (Dwg I-400O3-GA-045, Ref 6), 11kV, for AAAC 150mm2, intermediate (single pole/double crossarm) | ES400O3 | 500305 | 0
GA kit, ES400O3 (Dwg I-400O3-GA-045, Ref 7), 33kV, for HDCu 100mm2, intermediate (single pole/double crossarm) | ES400O3 | 500306 | 0
GA kit, ES400O3 (Dwg I-400O3-GA-045, Ref 8), 33kV, for AAAC 150mm2, intermediate (single pole/double crossarm) | ES400O3 | 500307 | 0
GA kit, ES400O3 (Dwg I-400O3-GA-045, Ref 9), 33kV, for AAAC 200mm2, intermediate (single pole/double crossarm) | ES400O3 | 500308 | 0
GA kit, ES400O3 (Dwg I-400O3-GA-046, Ref 2), 11kV, for HDCu 70mm2, pin angle (single pole/double crossarm) | ES400O3 | 500320 | 0
GA kit, ES400O3 (Dwg I-400O3-GA-046, Ref 3), 11kV, for HDCu 100mm2, pin angle (single pole/double crossarm) | ES400O3 | 500321 | 0
GA kit, ES400O3 (Dwg I-400O3-GA-046, Ref 5), 11kV, for AAAC 100mm2, pin angle (single pole/double crossarm) | ES400O3 | 500323 | 0
GA kit, ES400O3 (Dwg I-400O3-GA-046, Ref 6), 11kV, for AAAC 150mm2, pin angle (single pole/double crossarm) | ES400O3 | 500324 | 0
GA kit, ES400O3 (Dwg I-400O3-GA-046, Ref 7), 33kV, for HDCu 100mm2, pin angle (single pole/double crossarm) | ES400O3 | 500325 | 0
GA kit, ES400O3 (Dwg I-400O3-GA-046, Ref 8), 33kV, for AAAC 150mm2, pin angle (single pole/double crossarm) | ES400O3 | 500326 | 0
GA kit, ES400O3 (Dwg I-400O3-GA-046, Ref 9), 33kV, for AAAC 200mm2, pin angle (single pole/double crossarm) | ES400O3 | 500327 | 0
GA kit, ES400O3 (Dwg I-400O3-GA-047, Ref 1), 11kV, for HDCu 38mm2, straight line section/angle section (H-Pole) (extended crossarm) (helical fittings) | ES400O3 | 500476 | 0
GA kit, ES400O3 (Dwg I-400O3-GA-047, Ref 2), 11kV, for HDCu 70mm2, straight line section/angle section (H-Pole) (extended crossarm) (helical fittings) | ES400O3 | 500477 | 0
GA kit, ES400O3 (Dwg I-400O3-GA-047, Ref 3), 11kV, for HDCu 100mm2, straight line section/angle section (H-Pole) (extended crossarm) (helical fittings) | ES400O3 | 500484 | 0
GA kit, ES400O3 (Dwg I-400O3-GA-047, Ref 4), 11kV, for AAAC 50mm2, straight line section/angle section (H-Pole) (extended crossarm) (helical fittings) | ES400O3 | 500485 | 0
GA kit, ES400O3 (Dwg I-400O3-GA-047, Ref 5), 11kV, for AAAC 100mm2, straight line section/angle section (H-Pole) (extended crossarm) (helical fittings) | ES400O3 | 500491 | 0
GA kit, ES400O3 (Dwg I-400O3-GA-047, Ref 6), 11kV, for AAAC 150mm2, straight line section/angle section (H-Pole) (extended crossarm) (helical fittings) | ES400O3 | 500503 | 0
GA kit, ES400O3 (Dwg I-400O3-GA-047, Ref 7), 33kV, for HDCu 100mm2, straight line section/angle section (H-Pole) (extended crossarm) (helical fittings) | ES400O3 | 500540 | 0
GA kit, ES400O3 (Dwg I-400O3-GA-047, Ref 8), 33kV, for AAAC 150mm2, straight line section/angle section (H-Pole) (extended crossarm) (helical fittings) | ES400O3 | 500541 | 0
GA kit, ES400O3 (Dwg I-400O3-GA-047, Ref 9), 33kV, for AAAC 200mm2, straight line section/angle section (H-Pole) (extended crossarm) (helical fittings) | ES400O3 | 500548 | 0
GA kit, ES400O3 (Dwg I-400O3-GA-048, Ref 1), 11kV, for HDCu 38mm2, straight line section/angle section (H-Pole) (extended crossarm) (compression fittings) | ES400O3 | 500549 | 0
GA kit, ES400O3 (Dwg I-400O3-GA-048, Ref 2), 11kV, for HDCu 70mm2, straight line section/angle section (H-Pole) (extended crossarm) (compression fittings) | ES400O3 | 500550 | 0
GA kit, ES400O3 (Dwg I-400O3-GA-048, Ref 3), 11kV, for HDCu 100mm2, straight line section/angle section (H-Pole) (extended crossarm) (compression fittings) | ES400O3 | 500551 | 0
GA kit, ES400O3 (Dwg I-400O3-GA-048, Ref 4), 11kV, for AAAC 50mm2, straight line section/angle section (H-Pole) (extended crossarm) (compression fittings) | ES400O3 | 500552 | 0
GA kit, ES400O3 (Dwg I-400O3-GA-048, Ref 5), 11kV, for AAAC 100mm2, straight line section/angle section (H-Pole) (extended crossarm) (compression fittings) | ES400O3 | 500553 | 0
GA kit, ES400O3 (Dwg I-400O3-GA-048, Ref 6), 11kV, for AAAC 150mm2, straight line section/angle section (H-Pole) (extended crossarm) (compression fittings) | ES400O3 | 500554 | 0
GA kit, ES400O3 (Dwg I-400O3-GA-048, Ref 7), 33kV, for HDCu 100mm2, straight line section/angle section (H-Pole) (extended crossarm) (compression fittings) | ES400O3 | 500555 | 0
GA kit, ES400O3 (Dwg I-400O3-GA-048, Ref 8), 33kV, for AAAC 150mm2, straight line section/angle section (H-Pole) (extended crossarm) (compression fittings) | ES400O3 | 500556 | 0
GA kit, ES400O3 (Dwg I-400O3-GA-048, Ref 9), 33kV, for AAAC 200mm2, straight line section/angle section (H-Pole) (extended crossarm) (compression fittings) | ES400O3 | 500557 | 0
Additional Items for GA
Conductor fitting, lug, 2-hole (13mm), straight, for conductor, flexible, 65mm2 | ES400C29 | 124892 | 0
Conductor fitting, lug, 2-hole (13mm), right angled, bimetal, for AAAC, 100mm2 | ES400C29 | 124942 | 0
Conductor fitting, lug, 2-hole (13mm), right angled, bimetal, for AAAC, 150mm2 | ES400C29 | 124944 | 0
Conductor fitting, lug, 2-hole (13mm), right angled, bimetal, for AAAC, 200mm2 | ES400C29 | 124938 | 0
Conductor fitting, lug, 2-hole (13mm), right angled, bimetal, for AAAC, 50mm2 | ES400C29 | 124940 | 0
Conductor fitting, lug, 2-hole (13mm), right angled, for AAAC, 100mm2 | ES400C29 | 131450 | 0
Conductor fitting, lug, 2-hole (13mm), right angled, for AAAC, 150mm2 | ES400C29 | 131460 | 0
Conductor fitting, lug, 2-hole (13mm), right angled, for AAAC, 200mm2 | ES400C29 | 131470 | 0
Conductor fitting, lug, 2-hole (13mm), right angled, for AAAC, 50mm2 | ES400C29 | 131440 | 0
Conductor fitting, lug, 2-hole (13mm), right angled, for HDCu, 100mm2 | ES400C29 | 124932 | 0
Conductor fitting, lug, 2-hole (13mm), right angled, for HDCu, 38mm2 | ES400C29 | 124930 | 0
Conductor fitting, lug, 2-hole (13mm), right angled, for HDCu, 70mm2 | ES400C29 | 130610 | 0
Conductor fitting, lug, 2-hole (13mm), straight, bimetal, for AAAC, 100mm2 | ES400C29 | 130630 | 0
Conductor fitting, lug, 2-hole (13mm), straight, bimetal, for AAAC, 150mm2 | ES400C29 | 124936 | 0
Conductor fitting, lug, 2-hole (13mm), straight, bimetal, for AAAC, 200mm2 | ES400C29 | 131340 | 0
Conductor fitting, lug, 2-hole (13mm), straight, bimetal, for AAAC, 50mm2 | ES400C29 | 130620 | 0
Conductor fitting, lug, 2-hole (13mm), straight, for AAAC, 100mm2 | ES400C29 | 131250 | 0
Conductor fitting, lug, 2-hole (13mm), straight, for AAAC, 150mm2 | ES400C29 | 131260 | 0
Conductor fitting, lug, 2-hole (13mm), straight, for AAAC, 200mm2 | ES400C29 | 131270 | 0
Conductor fitting, lug, 2-hole (13mm), straight, for AAAC, 50mm2 | ES400C29 | 131240 | 0
Conductor fitting, lug, 2-hole (13mm), straight, for HDCu, 100mm2 | ES400C29 | 124928 | 0
Conductor fitting, lug, 2-hole (13mm), straight, for HDCu, 38mm2 | ES400C29 | 124926 | 0
Conductor fitting, lug, 2-hole (13mm), straight, for HDCu, 70mm2 | ES400C29 | 124745 | 0
Conductor fitting, lug, 2-hole, right angled, for conductor, flexible, 65mm2 | ES400C29 | 176255 | 0
Conductor fitting, wedge tap bail, bimetal, for AAAC, 100mm2 | ES400C29 | 131150 | 0
Conductor fitting, wedge tap bail, bimetal, for AAAC, 150mm2 | ES400C29 | 131160 | 0
Conductor fitting, wedge tap bail, bimetal, for AAAC, 200mm2 | ES400C29 | 131170 | 0
Conductor fitting, wedge tap bail, bimetal, for AAAC, 50mm2 | ES400C29 | 131140 | 0
Conductor fitting, wedge tap bail, for HDCu, 100mm2 | ES400C29 | 131130 | 0
Conductor fitting, wedge tap bail, for HDCu, 38mm2 | ES400C29 | 131110 | 0
Conductor fitting, wedge tap bail, for HDCu, 70mm2 | ES400C29 | 131120 | 0
Conductor fitting, wedge tap tee, for AAAC, 100mm2 (main line), to AAAC, 100mm2 (tee off) | ES400C29 | 124937 | 0
Conductor fitting, wedge tap tee, for AAAC, 100mm2 (main line), to AAAC, 50mm2 (tee off) | ES400C29 | 124935 | 0
Conductor fitting, wedge tap tee, for AAAC, 100mm2 (main line), to HDCu, 100mm2 (tee off) | ES400C29 | 151270 | 0
Conductor fitting, wedge tap tee, for AAAC, 100mm2 (main line), to HDCu, 38mm2 (tee off) | ES400C29 | 151290 | 0
Conductor fitting, wedge tap tee, for AAAC, 100mm2 (main line), to HDCu, 70mm2 (tee off) | ES400C29 | 151280 | 0
Conductor fitting, wedge tap tee, for AAAC, 150mm2 (main line), to AAAC, 100mm2 (tee off) | ES400C29 | 124941 | 0
Conductor fitting, wedge tap tee, for AAAC, 150mm2 (main line), to AAAC, 150mm2 (tee off) | ES400C29 | 124943 | 0
Conductor fitting, wedge tap tee, for AAAC, 150mm2 (main line), to AAAC, 50mm2 (tee off) | ES400C29 | 124939 | 0
Conductor fitting, wedge tap tee, for AAAC, 150mm2 (main line), to HDCu, 100mm2 (tee off) | ES400C29 | 151220 | 0
Conductor fitting, wedge tap tee, for AAAC, 150mm2 (main line), to HDCu, 38mm2 (tee off) | ES400C29 | 151240 | 0
Conductor fitting, wedge tap tee, for AAAC, 150mm2 (main line), to HDCu, 70mm2 (tee off) | ES400C29 | 151230 | 0
Conductor fitting, wedge tap tee, for AAAC, 200mm2 (main line), to AAAC, 100mm2 (tee off) | ES400C29 | 151130 | 0
Conductor fitting, wedge tap tee, for AAAC, 200mm2 (main line), to AAAC, 150mm2 (tee off) | ES400C29 | 151120 | 0
Conductor fitting, wedge tap tee, for AAAC, 200mm2 (main line), to AAAC, 200mm2 (tee off) | ES400C29 | 151110 | 0
Conductor fitting, wedge tap tee, for AAAC, 200mm2 (main line), to AAAC, 50mm2 (tee off) | ES400C29 | 151140 | 0
Conductor fitting, wedge tap tee, for AAAC, 200mm2 (main line), to HDCu, 100mm2 (tee off) | ES400C29 | 151150 | 0
Conductor fitting, wedge tap tee, for AAAC, 200mm2 (main line), to HDCu, 38mm2 (tee off) | ES400C29 | 151170 | 0
Conductor fitting, wedge tap tee, for AAAC, 200mm2 (main line), to HDCu, 70mm2 (tee off) | ES400C29 | 151160 | 0
Conductor fitting, wedge tap tee, for AAAC, 50mm2 (main line), to AAAC, 50mm2 (tee off) | ES400C29 | 124933 | 0
Conductor fitting, wedge tap tee, for AAAC, 50mm2 (main line), to HDCu, 38mm2 (tee off) | ES400C29 | 151320 | 0
Conductor fitting, wedge tap tee, for HDCu, 100mm2 (main line), to AAAC, 100mm2 (tee off) | ES400C29 | 151360 | 0
Conductor fitting, wedge tap tee, for HDCu, 100mm2 (main line), to AAAC, 50mm2 (tee off) | ES400C29 | 151370 | 0
Conductor fitting, wedge tap tee, for HDCu, 100mm2 (main line), to HDCu, 100mm2 (tee off) | ES400C29 | 124931 | 0
Conductor fitting, wedge tap tee, for HDCu, 100mm2 (main line), to HDCu, 70mm2 (tee off) | ES400C29 | 124929 | 0
Conductor fitting, wedge tap tee, for HDCu, 38mm2 (main line), to AAAC, 50mm2 (tee off) | ES400C29 | 151430 | 0
Conductor fitting, wedge tap tee, for HDCu, 38mm2 (main line), to HDCu, 38mm2 (tee off) | ES400C29 | 124921 | 0
Conductor fitting, wedge tap tee, for HDCu, 70mm2 (main line), to AAAC, 50mm2 (tee off) | ES400C29 | 151410 | 0
Conductor fitting, wedge tap tee, for HDCu, 70mm2 (main line), to HDCu, 38mm2 (tee off) | ES400C29 | 124923 | 0
Conductor fitting, wedge tap tee, for HDCu, 70mm2 (main line), to HDCu, 70mm2 (tee off) | ES400C29 | 124925 | 0
ACDs
Barbed wire, galvanised (100m coils) | ES400W4 | 197408 | 0
Anti-climbing device, half-moon for wood poles, radius 350mm | ES400A2 | 133620 | 0
Anti-climbing device, half-moon for wood poles, radius 400mm | ES400A2 | 133514 | 0
Anti-climbing device, bracket for three strand type | ES400A2 | TBA | 0
Stays
Stay kit No ML 1.1 for 33kV earthed structure (Dwg HQ.A4.51.09.327) | ES400S13 | 014435 | 0
Stay kit No ML 1.2 for 33kV earthed structure (Dwg HQ.A4.51.09.327) | ES400S13 | 014443 | 0
Stay kit No ML 1.3 for 33kV earthed structure (Dwg HQ.A4.51.09.327) | ES400S13 | 014478 | 0
Stay kit No ML 1.4 for 33kV earthed structure (Dwg HQ.A4.51.09.327) | ES400S13 | 014486 | 0
Stay kit No ML 1.5 for 33kV earthed structure (Dwg HQ.A4.51.09.327) | ES400S13 | 014494 | 0
Stay kit No ML 1.6 for 33kV earthed structure (Dwg HQ.A4.51.09.327) | ES400S13 | 014508 | 0
Stay kit No ML 1.7 for 33kV earthed structure (Dwg HQ.A4.51.09.327) | ES400S13 | 014516 | 0
Stay kit No ML 1.8 for 33kV earthed structure (Dwg HQ.A4.51.09.327) | ES400S13 | 014524 | 0
Stay kit No ML 2.1 for 33kV unearthed structure (Dwg HQ.A4.51.09.328) | ES400S13 | 014532 | 0
Stay kit No ML 2.2 for 33kV unearthed structure (Dwg HQ.A4.51.09.328) | ES400S13 | 014540 | 0
Stay kit No ML 2.3 for 33kV unearthed structure (Dwg HQ.A4.51.09.328) | ES400S13 | 014559 | 0
Stay kit No ML 2.4 for 33kV unearthed structure (Dwg HQ.A4.51.09.328) | ES400S13 | 014567 | 0
Stay kit No ML 2.5 for 33kV unearthed structure (Dwg HQ.A4.51.09.328) | ES400S13 | 014575 | 0
Stay kit No ML 2.6 for 33kV unearthed structure (Dwg HQ.A4.51.09.328) | ES400S13 | 014583 | 0
Stay kit No ML 2.7 for 33kV unearthed structure (Dwg HQ.A4.51.09.328) | ES400S13 | 014591 | 0
Stay kit No ML 2.8 for 33kV unearthed structure (Dwg HQ.A4.51.09.328) | ES400S13 | 014605 | 0
Stay kit No ML 3.1 for LV/11kV structure (Dwg HQ.A4.51.09.329) | ES400S13 | 014613 | 0
Stay kit No ML 3.2 for LV/11kV structure (Dwg HQ.A4.51.09.329) | ES400S13 | 014621 | 0
Stay kit No ML 3.3 for LV/11kV structure (Dwg HQ.A4.51.09.329) | ES400S13 | 014648 | 0
Stay kit No ML 3.4 for LV/11kV structure (Dwg HQ.A4.51.09.329) | ES400S13 | 014656 | 0
Stay kit No ML 3.5 for LV/11kV structure (Dwg HQ.A4.51.09.329) | ES400S13 | 014664 | 0
Stay kit No ML 3.6 for LV/11kV structure (Dwg HQ.A4.51.09.329) | ES400S13 | 014672 | 0
Stay kit No ML 3.7 for LV/11kV structure (Dwg HQ.A4.51.09.329) | ES400S13 | 014680 | 0
Stay kit No ML 3.8 for LV/11kV structure (Dwg HQ.A4.51.09.329) | ES400S13 | 014699 | 0
Stay kit No ML 3.9 for LV/11kV structure (Dwg HQ.A4.51.09.329) | ES400S13 | 014702 | 0
Stay kit No ML 4.1 for LV/11kV structure (Dwg HQ.A4.51.09.330) | ES400S13 | 014710 | 0
Stay kit No ML 4.2 for LV/11kV structure (Dwg HQ.A4.51.09.330) | ES400S13 | 014729 | 0
Stay kit No ML 4.3 for LV/11kV structure (Dwg HQ.A4.51.09.330) | ES400S13 | 014737 | 0
Stay kit No ML 4.4 for LV/11kV structure (Dwg HQ.A4.51.09.330) | ES400S13 | 014745 | 0
Stay kit No ML 4.5 for LV/11kV structure (Dwg HQ.A4.51.09.330) | ES400S13 | 014753 | 0
Stay kit No ML 4.6 for LV/11kV structure (Dwg HQ.A4.51.09.330) | ES400S13 | 014761 | 0
Stay kit No ML 4.7 for LV/11kV structure (Dwg HQ.A4.51.09.330) | ES400S13 | 014788 | 0
Stay kit No ML 4.8 for LV/11kV structure (Dwg HQ.A4.51.09.330) | ES400S13 | 014796 | 0
Stay kit No ML 4.9 for LV/11kV structure (Dwg HQ.A4.51.09.330) | ES400S13 | 014818 | 0
Notices/Nameplates
Post, marker, concrete (height 1500mm) (Dwg I-400N1-NOTE-001) | ES400N1 | 192010 | 0
Post, marker, concrete (height 760mm) (Dwg I-400N1-NOTE-002) | ES400N1 | 192000 | 0
Post, marker, wood (length 1430) (Dwg I-400N1-NOTE-023) | ES400N1 | 810340 | 0
Post, marker, wood (length 2130) (Dwg I-400N1-NOTE-024) | ES400N1 | 810335 | 0
Notice, boron rod (Dwg I-400N1-NOTE-003) | ES400N1 | 234875 | 0
Notice, circuit colour identification (steel towers) (Dwg I-400N1-NOTE-004) | ES400N1 | 129011 | 0
Notice, danger of death (wood poles) (Dwg I-400N1-NOTE-006) | ES400N1 | 195251 | 0
Notice, danger overhead wires, size 1 (Dwg I-400N1-NOTE-007) | ES400N1 | 195111 | 0
Notice, danger overhead wires, size 2 (Dwg I-400N1-NOTE-007) | ES400N1 | 129089 | 0
Notice, defective pole label (Dwg I-400N1-NOTE-008) | ES400N1 | 234788 | 0
Notice, fishing prohibition, size 1 (Dwg I-400N1-NOTE-009) | ES400N1 | 128749 | 0
Notice, fishing prohibition, size 2 (Dwg I-400N1-NOTE-009) | ES400N1 | 128760 | 0
Notice, fishing prohibition (variant 1), No Fishing, size 1 (Dwg I-400N1-NOTE-009) | ES400N1 | 128761 | 0
Notice, fishing prohibition (variant 1), No Fishing, size 1 (Dwg I-400N1-NOTE-009) | ES400N1 | 128762 | 0
Notice, gouge-mark plate (wood poles) (Dwg I-400N1-NOTE-011) | ES400N1 | 995610 | 0
Notice, jib clearance plate, railways (Dwg I-400N1-NOTE-012) | ES400N1 | 129097 | 0
Notice, line switch classification plate (wood poles) (Dwg I-400N1-NOTE-020) | ES400N1 | Not applicable - made from "notice, pole number kit items" | 0
Notice, phase plate (wood poles) (Dwg I-400N1-NOTE-020) | ES400N1 | Not applicable - made from "notice, pole number kit items" | 0
Notice, pole number (wood poles) (Dwg I-400N1-NOTE-020) | ES400N1 | Not applicable - made from "notice, pole number kit items" | 0
Notice, pole number kit item, aluminium base plate (500mm long) | ES400N1 | 128864 | 0
Notice, pole number kit item, aluminium character “-“ (dash) (H25) | ES400N1 | 128850 | 0
Notice, pole number kit item, aluminium character a | ES400N1 | 128852 | 0
Notice, pole number kit item, aluminium character b | ES400N1 | 128854 | 0
Notice, pole number kit item, aluminium character c | ES400N1 | 128857 | 0
Notice, pole number kit item, aluminium character d | ES400N1 | 128858 | 0
Notice, pole number kit item, aluminium character h | ES400N1 | 128862 | 0
Notice, pole number kit item, aluminium character v | ES400N1 | 128860 | 0
Notice, pole number kit item, aluminium number 0 | ES400N1 | 128870 | 0
Notice, pole number kit item, aluminium number 1 | ES400N1 | 128871 | 0
Notice, pole number kit item, aluminium number 2 | ES400N1 | 128872 | 0
Notice, pole number kit item, aluminium number 3 | ES400N1 | 128873 | 0
Notice, pole number kit item, aluminium number 4 | ES400N1 | 128874 | 0
Notice, pole number kit item, aluminium number 5 | ES400N1 | 128875 | 0
Notice, pole number kit item, aluminium number 6 | ES400N1 | 128876 | 0
Notice, pole number kit item, aluminium number 7 | ES400N1 | 128877 | 0
Notice, pole number kit item, aluminium number 8 | ES400N1 | 128878 | 0
Notice, pole number kit item, aluminium number 9 | ES400N1 | 128879 | 0
Notice, pole number kit item, aluminium phase plate, blue | ES400N1 | 128869 | 0
Notice, pole number kit item, aluminium phase plate, red | ES400N1 | 128867 | 0
Notice, pole number kit item, aluminium phase plate, yellow | ES400N1 | 128868 | 0
Notice, pole number kit item, aluminium yellow star on black | ES400N1 | 128866 | 0
Notice, pole number kit item, phase disc, blue (stamped b) | ES400N1 | 234613 | 0
Notice, pole number kit item, phase disc, red (stamped r) | ES400N1 | 234591 | 0
Notice, pole number kit item, phase disc, yellow (stamped y) | ES400N1 | 234605 | 0
Notice, pole number kit item, plastic box starter kit | ES400N1 | 201848 | 0
Notice, property/emergency (wood poles) (Dwg I-400N1-NOTE-018) | ES400N1 | 129046 | 0
Notice, SIRP inspection plate (wood poles) (Dwg I-400N1-NOTE-021) | ES400N1 | 995600 | 0
Notice, substation etc nameplate (wood poles) (Dwg I-400N1-NOTE-022) | ES400N1 | 129054 | 0
Transformers
(Overtype Spare Rows Below)
Spare Row | ES321 | 0 | 0
Spare row | ES321 | 0 | 0
Spare row | ES321 | 0 | 0
Spare row | ES321 | 0 | 0
Spare row | ES321 | 0 | 0
Spare row | ES321 | 0 | 0
Spare row | ES321 | 0 | 0
Spare row | ES321 | 0 | 0
Spare row | ES321 | 0 | 0
Spare row | ES321 | 0 | 0
DOEF Unit/Carriers
(Overtype Spare Rows Below)
Spare row | ES315 | 0 | 0
Spare row | ES315 | 0 | 0
Spare row | ES315 | 0 | 0
Spare row | ES315 | 0 | 0
Spare row | ES315 | 0 | 0
Spare row | ES315 | 0 | 0
Spare row | ES315 | 0 | 0
Spare row | ES315 | 0 | 0
Spare row | ES315 | 0 | 0
Spare row | ES315 | 0 | 0
Auto-reclosers
(Overtype Spare Rows Below)
Spare row | ES315 | 0 | 0
Spare row | ES315 | 0 | 0
Spare row | ES315 | 0 | 0
Spare row | ES315 | 0 | 0
Spare row | ES315 | 0 | 0
Spare row | ES315 | 0 | 0
Spare row | ES315 | 0 | 0
Spare row | ES315 | 0 | 0
Spare row | ES315 | 0 | 0
Spare row | ES315 | 0 | 0
Auto-sectionalisers
(Overtype Spare Rows Below)
Spare row | ES315 | 0 | 0
Spare row | ES315 | 0 | 0
Spare row | ES315 | 0 | 0
Spare row | ES315 | 0 | 0
Spare row | ES315 | 0 | 0
Spare row | ES315 | 0 | 0
Spare row | ES315 | 0 | 0
Spare row | ES315 | 0 | 0
Spare row | ES315 | 0 | 0
Spare row | ES315 | 0 | 0
Aerial Switches
(Overtype Spare Rows Below)
Spare row | ES315 | 0 | 0
Spare row | ES315 | 0 | 0
Spare row | ES315 | 0 | 0
Spare row | ES315 | 0 | 0
Spare row | ES315 | 0 | 0
Spare row | ES315 | 0 | 0
Spare row | ES315 | 0 | 0
Spare row | ES315 | 0 | 0
Spare row | ES315 | 0 | 0
Spare row | ES315 | 0 | 0
LV Fusegear
(Overtype Spare Rows Below)
Spare row | ES315 | 0 | 0
Spare row | ES315 | 0 | 0
Spare row | ES315 | 0 | 0
Spare row | ES315 | 0 | 0
Spare row | ES315 | 0 | 0
Spare row | ES315 | 0 | 0
Spare row | ES315 | 0 | 0
Spare row | ES315 | 0 | 0
Spare row | ES315 | 0 | 0
Spare row | ES315 | 0 | 0
Cable Related Components
(Overtype Spare Rows Below)
Spare row | ES400C12 | 0 | 0
Spare row | ES400C12 | 0 | 0
Spare row | ES400C12 | 0 | 0
Spare row | ES400C12 | 0 | 0
Spare row | ES400C12 | 0 | 0
Spare row | ES400C12 | 0 | 0
Spare row | ES400C12 | 0 | 0
Spare row | ES400C12 | 0 | 0
Spare row | ES400C12 | 0 | 0
Spare row | ES400C12 | 0 | 0
Spare row | ES400C12 | 0 | 0
Spare row | ES400C12 | 0 | 0
Spare row | ES400C12 | 0 | 0
Spare row | ES400C12 | 0 | 0
Spare row | ES400C12 | 0 | 0
Spare row | ES400C12 | 0 | 0
Spare row | ES400C12 | 0 | 0
Spare row | ES400C12 | 0 | 0
Spare row | ES400C12 | 0 | 0
Spare row | ES400C12 | 0 | 0
Earthing
(Overtype Spare Rows Below)
Spare row | ES400E8 | 0 | 0
Spare row | ES400E8 | 0 | 0
Spare row | ES400E8 | 0 | 0
Spare row | ES400E8 | 0 | 0
Spare row | ES400E8 | 0 | 0
Spare row | ES400E8 | 0 | 0
Spare row | ES400E8 | 0 | 0
Spare row | ES400E8 | 0 | 0
Spare row | ES400E8 | 0 | 0
Spare row | ES400E8 | 0 | 0
Spare row | ES400E8 | 0 | 0
Spare row | ES400E8 | 0 | 0
Spare row | ES400E8 | 0 | 0
Spare row | ES400E8 | 0 | 0
Spare row | ES400E8 | 0 | 0
Spare row | ES400E8 | 0 | 0
Spare row | ES400E8 | 0 | 0
Spare row | ES400E8 | 0 | 0
Spare row | ES400E8 | 0 | 0
Spare row | ES400E8 | 0 | 0