Tardy Gate |  | 35.2251 | 6.3304 | 61.5993 | 7.1263 | 71.5224 | 9.1177 | 82.8848 | 11.1646 | 95.6464 | 13.2204 | 117.6467 | 15.329 | 159.128 | 17.4595 | 202.9334 | 19.6252 | 245.808 | 21.8277 | 302.6269 | 24.0498 | 390.0105 | 26.3304 | 498.4572 | 28.5435 | 606.1033 | 30.3878 | 712.707 | 32.2154 | 811.5913 | 34.0593 | 899.2875 | 35.8538 | 988.8914 | 51.8591 | 1081.4039 | 67.8378 | 1161.6007 | 83.8658 | 1240.2521 | 99.8123 | 1313.6123 | 115.7321 | 1366.6215 | 131.6246 | 1419.3663 | 147.5974 | 1467.3431 | 163.4485 | 1515.5678 | 179.3046 | 1561.0881 | 195.1363 | 1595.8454 | 210.943 | 1630.1966 | 226.724 | 1664.1035 | 242.4788 | 1698.2041 | 258.2069 | 1733.2695 | 273.9077 | 1767.2842 | 275.4064 |  | 35.2251 | 6.3304 | 36.4251 | 7.1263 | 37.8724 | 8.1303 | 39.8155 | 9.1918 | 42.1114 | 10.2842 | 54.4213 | 11.2942 | 96.7286 | 12.0333 | 140.8697 | 13.2429 | 183.7177 | 14.4903 | 240.3333 | 15.7464 | 322.44 | 17.0505 | 410.8456 | 18.5001 | 498.5288 | 19.4769 | 585.1181 | 20.4453 | 663.9775 | 21.4261 | 736.2273 | 22.378 | 821.9969 | 23.3261 | 908.3688 | 24.2632 | 995.8923 | 25.214 | 1082.8052 | 26.1362 | 1157.022 | 27.0503 | 1198.5379 | 27.9566 | 1241.1367 | 28.8767 | 1282.91 | 29.7698 | 1327.2895 | 30.6616 | 1359.7118 | 31.5471 | 1392.3828 | 32.4261 | 1424.4478 | 33.299 | 1455.9367 | 34.166 | 1487.4536 | 35.0273 | 1516.2088 | 35.8831 | 1533.4212 | 36.7335 |  | 35.2251 | 6.3304 | 61.5993 | 7.1263 | 71.5224 | 8.2564 | 82.8848 | 9.457 | 95.6464 | 10.6921 | 117.6467 | 11.8763 | 159.128 | 12.8532 | 202.9334 | 14.2161 | 245.808 | 15.6206 | 302.6269 | 17.0357 | 390.0105 | 18.5034 | 498.4572 | 20.0941 | 606.1033 | 21.4305 | 712.707 | 22.7595 | 811.5913 | 24.1042 | 899.2875 | 25.4179 | 988.8914 | 26.7292 | 1081.4039 | 28.0294 | 1161.6007 | 29.3471 | 1240.2521 | 30.6332 | 1313.6123 | 31.9111 | 1366.6215 | 33.1814 | 1419.3663 | 34.4693 | 1467.3431 | 35.7263 | 1515.5678 | 36.9833 | 1561.0881 | 38.2335 | 1595.8454 | 39.4772 | 1630.1966 | 40.7146 | 1664.1035 | 41.9459 | 1698.2041 | 43.1711 | 1733.2695 | 44.3905 | 1767.2842 | 45.6042 |  | 35.2251 | 6.3304 | 75.3129 | 7.1263 | 94.7779 | 9.1177 | 115.4663 | 11.1646 | 137.5354 | 13.2204 | 170.5107 | 15.329 | 213.3291 | 17.4595 | 262.5591 | 19.6252 | 325.6287 | 21.8277 | 402.6996 | 24.0498 | 505.6154 | 26.3304 | 614.9694 | 28.5435 | 723.6836 | 30.3878 | 831.3828 | 32.2154 | 931.9037 | 34.0593 | 1127.0946 | 35.8538 | 1639.5402 | 51.8591 | 2146.8002 | 67.8378 | 2653.188 | 83.8658 | 3156.5009 | 99.8123 | 3648.8322 | 115.7321 | 4118.3387 | 131.6246 | 4586.3468 | 147.5974 | 5034.9594 | 163.4485 | 5482.6544 | 179.3046 | 5930.4632 | 195.1363 | 6378.625 | 210.943 | 6823.994 | 226.724 | 7267.2536 | 242.4788 | 7708.4212 | 258.2069 | 8012.7881 | 273.9077 | 8043.9327 | 275.4064 |  | 35.2251 | 6.3304 | 75.3129 | 7.1263 | 94.7779 | 9.1177 | 115.4663 | 11.1646 | 137.5354 | 13.2204 | 175.4501 | 15.33 | 238.0178 | 17.4628 | 302.0517 | 19.6321 | 365.1213 | 21.8396 | 442.1923 | 24.0684 | 651.3125 | 26.3572 | 1185.2455 | 42.8178 | 1718.1209 | 58.909 | 2249.67 | 74.9836 | 2773.2466 | 91.1294 | 3285.3267 | 107.1795 | 3797.9225 | 123.2328 | 4306.2322 | 139.2508 | 4812.8334 | 155.3795 | 5319.5252 | 171.3649 | 5813.3922 | 187.3208 | 6267.6711 | 203.2474 | 6723.3911 | 219.3046 | 7177.5392 | 235.1868 | 7631.6475 | 251.0852 | 7897.1261 | 266.9564 | 7926.9945 | 268.5557 | 7957.245 | 270.135 | 7985.7838 | 271.695 | 8016.7423 | 273.2368 | 8048.4716 | 274.7609 | 8079.5906 | 276.268
Tarleton |  | 56.6712 | 13.2661 | 90.1377 | 14.9292 | 103.0951 | 19.1075 | 115.9925 | 23.4085 | 130.4743 | 27.7531 | 157.7126 | 32.1916 | 208.2131 | 36.709 | 261.4728 | 41.3074 | 313.756 | 45.9941 | 382.8349 | 50.7674 | 500.0902 | 55.6388 | 676.515 | 60.4185 | 851.998 | 64.4329 | 1026.1719 | 68.4257 | 1190.8295 | 72.3579 | 1342.0775 | 76.2552 | 1495.6265 | 110.3949 | 1652.5915 | 144.5562 | 1833.7891 | 178.7545 | 2031.6032 | 212.9384 | 2217.9967 | 247.1566 | 2330.387 | 281.1832 | 2424.1664 | 315.3543 | 2496.7443 | 349.5485 | 2569.6081 | 383.6969 | 2636.6516 | 417.8372 | 2680.6302 | 451.9682 | 2723.7007 | 486.0889 | 2765.8029 | 520.198 | 2808.2648 | 554.2949 | 2852.7082 | 588.3783 | 2894.9209 | 591.9799 |  | 56.6712 | 13.2661 | 58.5419 | 14.9292 | 60.7737 | 17.0382 | 62.2717 | 19.2754 | 64.1051 | 21.5959 | 77.9393 | 23.7284 | 128.2535 | 25.3134 | 181.2962 | 27.8901 | 233.1323 | 30.5528 | 301.7074 | 33.2621 | 401.0957 | 36.0549 | 508.1478 | 39.1878 | 614.1998 | 41.3282 | 719.0556 | 43.4584 | 814.4447 | 45.5535 | 913.7057 | 47.6306 | 1066.6667 | 49.6936 | 1225.0856 | 51.7426 | 1397.6979 | 53.7837 | 1576.5531 | 55.802 | 1744.8072 | 57.8134 | 1882.3708 | 59.7689 | 2022.065 | 61.7457 | 2157.6445 | 63.7148 | 2293.1259 | 65.6643 | 2356.8135 | 67.6028 | 2421.1874 | 69.5301 | 2484.607 | 71.447 | 2546.9978 | 73.3536 | 2609.6199 | 75.2508 | 2666.7904 | 77.1385 | 2700.1449 | 79.0175 |  | 56.6712 | 13.2661 | 90.1377 | 14.9292 | 103.0951 | 17.3025 | 115.9925 | 19.8282 | 130.4743 | 22.4455 | 157.7126 | 24.9408 | 208.2131 | 27.0241 | 261.4728 | 29.9223 | 313.756 | 32.9148 | 382.8349 | 35.961 | 500.0902 | 39.0995 | 676.515 | 42.5335 | 851.998 | 45.4402 | 1026.1719 | 48.3415 | 1190.8295 | 51.2087 | 1342.0775 | 54.0598 | 1495.6265 | 56.8998 | 1652.5915 | 59.7281 | 1833.7891 | 62.5513 | 2031.6032 | 65.3525 | 2217.9967 | 68.1492 | 2330.387 | 70.8837 | 2424.1664 | 73.6466 | 2496.7443 | 76.4038 | 2569.6081 | 79.1411 | 2636.6516 | 81.8677 | 2680.6302 | 84.5842 | 2723.7007 | 87.2909 | 2765.8029 | 89.988 | 2808.2648 | 92.6758 | 2852.7082 | 95.3548 | 2894.9209 | 98.0251 |  | 56.6712 | 13.2661 | 107.4216 | 14.9292 | 132.6656 | 19.1075 | 156.606 | 23.4085 | 181.9421 | 27.7531 | 220.1959 | 32.1916 | 271.9326 | 36.709 | 343.7656 | 41.3074 | 466.2098 | 45.9941 | 605.7389 | 50.7674 | 776.5638 | 55.6388 | 955.1445 | 60.4185 | 1133.4406 | 64.4329 | 1310.8871 | 68.4257 | 1479.4423 | 72.3579 | 1735.4095 | 76.2552 | 2293.6182 | 110.3949 | 2846.4305 | 144.5562 | 3399.6054 | 178.7545 | 3948.2628 | 212.9384 | 4482.6097 | 247.1566 | 4986.5235 | 281.1832 | 5446.9209 | 315.3543 | 5883.548 | 349.5485 | 6319.4118 | 383.6969 | 6755.8321 | 417.8372 | 7192.86 | 451.9682 | 7626.7585 | 486.0889 | 8058.2542 | 520.198 | 8487.5513 | 554.2949 | 8812.8505 | 588.3783 | 8850.5252 | 591.9799 |  | 56.6712 | 13.2661 | 107.4216 | 14.9292 | 132.6656 | 19.1075 | 156.606 | 23.4085 | 181.9421 | 27.7531 | 237.4325 | 32.1934 | 358.0428 | 36.7148 | 481.4479 | 41.3198 | 603.8921 | 46.0158 | 743.4211 | 50.8011 | 1015.5402 | 55.6877 | 1599.1368 | 90.6172 | 2181.5552 | 124.8817 | 2762.4066 | 159.2282 | 3333.414 | 193.5512 | 3890.6117 | 227.8889 | 4447.929 | 262.252 | 4996.1446 | 296.636 | 5545.5605 | 331.0702 | 6096.6095 | 365.4603 | 6594.5555 | 399.8971 | 7037.5906 | 434.0269 | 7481.4639 | 468.3853 | 7923.6338 | 502.7727 | 8365.8417 | 537.0904 | 8713.6078 | 571.395 | 8747.4289 | 575.178 | 8781.8832 | 578.9253 | 8812.6247 | 582.638 | 8848.4155 | 586.3182 | 8885.5857 | 589.967 | 8921.7776 | 593.5856
The Height |  | 71.6551 | 5.8461 | 114.4201 | 6.6223 | 130.9307 | 8.5297 | 148.315 | 10.4593 | 167.7437 | 12.4139 | 206.2316 | 14.4128 | 284.042 | 16.4566 | 366.2198 | 18.5409 | 446.6296 | 20.6738 | 553.2192 | 22.8605 | 711.75 | 25.0907 | 893.5478 | 27.2958 | 1073.8563 | 29.1644 | 1252.2023 | 31.0322 | 1416.029 | 32.8902 | 1558.9044 | 34.7425 | 1705.4067 | 50.428 | 1857.3818 | 66.2004 | 1984.0623 | 82.0347 | 2094.4032 | 97.9553 | 2183.8245 | 113.9585 | 2260.0426 | 130.0458 | 2347.3047 | 146.1948 | 2440.9861 | 162.4537 | 2534.7968 | 178.7876 | 2622.9081 | 195.206 | 2688.0377 | 211.7092 | 2752.2872 | 228.2977 | 2815.6303 | 244.9716 | 2879.3854 | 261.7313 | 2945.1422 | 278.5769 | 3008.8 | 281.044 |  | 71.6551 | 5.8461 | 73.9925 | 6.6223 | 76.8126 | 7.606 | 79.2805 | 8.6254 | 82.0813 | 9.6864 | 103.5509 | 10.664 | 181.8292 | 11.4005 | 264.0692 | 12.5848 | 344.1232 | 13.8129 | 450.1487 | 15.0705 | 603.9835 | 16.364 | 769.5111 | 17.8212 | 934.0179 | 18.8327 | 1096.2468 | 19.8444 | 1244.0178 | 20.8505 | 1374.0222 | 21.854 | 1518.8056 | 22.8616 | 1668.6812 | 23.8662 | 1800.5649 | 24.8613 | 1926.0057 | 25.8567 | 2029.9902 | 26.8513 | 2078.8563 | 27.8454 | 2128.481 | 28.8348 | 2177.1822 | 29.8293 | 2226.7694 | 30.8219 | 2314.1173 | 31.8148 | 2403.5894 | 32.808 | 2492.932 | 33.8017 | 2582.1299 | 34.796 | 2672.5118 | 35.7912 | 2756.9573 | 36.7874 | 2812.8639 | 37.7849 |  | 71.6551 | 5.8461 | 114.4201 | 6.6223 | 130.9307 | 7.724 | 148.315 | 8.8596 | 167.7437 | 10.0398 | 206.2316 | 11.1665 | 284.042 | 12.1148 | 366.2198 | 13.4307 | 446.6296 | 14.7948 | 553.2192 | 16.1932 | 711.75 | 17.6322 | 893.5478 | 19.2157 | 1073.8563 | 20.5677 | 1252.2023 | 21.9236 | 1416.029 | 23.2768 | 1558.9044 | 24.6301 | 1705.4067 | 25.9916 | 1857.3818 | 27.3528 | 1984.0623 | 28.7063 | 2094.4032 | 30.0633 | 2183.8245 | 31.4221 | 2260.0426 | 32.7834 | 2347.3047 | 34.1418 | 2440.9861 | 35.5089 | 2534.7968 | 36.8766 | 2622.9081 | 38.2471 | 2688.0377 | 39.6206 | 2752.2872 | 40.9972 | 2815.6303 | 42.3771 | 2879.3854 | 43.7604 | 2945.1422 | 45.1472 | 3008.8 | 46.5377 |  | 71.6551 | 5.8461 | 136.7214 | 6.6223 | 168.9138 | 8.5297 | 201.0682 | 10.4593 | 234.9366 | 12.4139 | 288.558 | 14.4128 | 367.707 | 16.4566 | 454.6467 | 18.5409 | 551.4176 | 20.6738 | 674.6195 | 22.8605 | 846.3193 | 25.0907 | 1030.1544 | 27.2958 | 1213.0104 | 29.1644 | 1394.2755 | 31.0322 | 1561.6885 | 32.8902 | 1814.0638 | 34.7425 | 2383.8018 | 50.428 | 2938.8423 | 66.2004 | 3479.7728 | 82.0347 | 4012.4149 | 97.9553 | 4534.11 | 113.9585 | 5031.9474 | 130.0458 | 5533.2522 | 146.1948 | 6016.8834 | 162.4537 | 6501.067 | 178.7876 | 6987.4306 | 195.206 | 7475.6835 | 211.7092 | 7962.1711 | 228.2977 | 8447.5785 | 244.9716 | 8931.9214 | 261.7313 | 9444.9403 | 278.5769 | 9519.7298 | 281.044 |  | 71.6551 | 5.8461 | 136.7214 | 6.6223 | 168.9138 | 8.5297 | 201.0682 | 10.4593 | 234.9366 | 12.4139 | 292.3901 | 14.4124 | 386.8606 | 16.4554 | 485.2853 | 18.5384 | 582.0562 | 20.6693 | 705.2582 | 22.8535 | 983.009 | 25.0806 | 1590.832 | 40.8726 | 2197.1235 | 56.4171 | 2801.3813 | 72.0549 | 3391.0127 | 87.7654 | 3959.5801 | 103.5549 | 4528.6432 | 119.458 | 5080.6673 | 135.4406 | 5626.254 | 151.46 | 6162.089 | 167.5693 | 6688.3668 | 183.7607 | 7175.3161 | 200.0363 | 7665.0299 | 216.3629 | 8154.3842 | 232.8123 | 8645.1579 | 249.3326 | 9314.568 | 265.9373 | 9380.9522 | 268.3916 | 9449.7443 | 270.8471 | 9508.3001 | 273.304 | 9581.5351 | 275.7626 | 9659.4691 | 278.2228 | 9733.8177 | 280.6849
Thornton |  | 41.3202 | 7.3681 | 71.2576 | 8.3087 | 82.4359 | 10.6487 | 95.6189 | 13.0067 | 110.4484 | 15.3879 | 135.623 | 17.7996 | 182.911 | 20.2485 | 232.8568 | 22.7574 | 281.743 | 25.2911 | 346.5033 | 27.8494 | 446.971 | 30.4767 | 574.206 | 33.0295 | 700.5447 | 35.1878 | 825.7131 | 37.3011 | 942.1367 | 39.4007 | 1045.8965 | 41.4799 | 1151.8893 | 59.9545 | 1261.2663 | 78.4438 | 1359.8528 | 96.8358 | 1458.0968 | 115.2874 | 1550.0506 | 133.6153 | 1614.5321 | 151.9021 | 1678.6461 | 170.1235 | 1736.43 | 188.411 | 1794.4897 | 206.6222 | 1848.9291 | 224.8029 | 1888.9721 | 242.9541 | 1928.4702 | 261.0769 | 1967.3822 | 279.1718 | 2006.5589 | 297.24 | 2047.0261 | 315.282 | 2086.1222 | 316.9841 |  | 41.3202 | 7.3681 | 42.664 | 8.3087 | 44.2595 | 9.4955 | 46.6661 | 10.7238 | 49.5136 | 12.0022 | 63.7272 | 13.1627 | 112.0066 | 14.0181 | 162.3412 | 15.435 | 211.1248 | 16.8837 | 275.5569 | 18.343 | 368.9788 | 19.8581 | 469.6334 | 21.544 | 569.4844 | 22.7 | 668.1211 | 23.8294 | 758.003 | 24.9525 | 841.4219 | 26.0652 | 943.5689 | 27.1522 | 1046.9917 | 28.2504 | 1152.1709 | 29.3158 | 1257.1498 | 30.3993 | 1348.1803 | 31.4491 | 1403.0856 | 32.4903 | 1459.4037 | 33.5182 | 1514.6739 | 34.5581 | 1573.3928 | 35.5818 | 1618.1091 | 36.5989 | 1663.6562 | 37.6092 | 1708.8046 | 38.6132 | 1753.63 | 39.611 | 1798.9818 | 40.6032 | 1840.8922 | 41.5898 | 1866.6631 | 42.5712 |  | 41.3202 | 7.3681 | 71.2576 | 8.3087 | 82.4359 | 9.6427 | 95.6189 | 11.0174 | 110.4484 | 12.4451 | 135.623 | 13.7904 | 182.911 | 14.9064 | 232.8568 | 16.485 | 281.743 | 18.0991 | 346.5033 | 19.7271 | 446.971 | 21.4171 | 574.206 | 23.2522 | 700.5447 | 24.8156 | 825.7131 | 26.3525 | 942.1367 | 27.8844 | 1045.8965 | 29.4065 | 1151.8893 | 30.9018 | 1261.2663 | 32.4116 | 1359.8528 | 33.8856 | 1458.0968 | 35.3826 | 1550.0506 | 36.8421 | 1614.5321 | 38.2931 | 1678.6461 | 39.73 | 1736.43 | 41.1826 | 1794.4897 | 42.6178 | 1848.9291 | 44.0461 | 1888.9721 | 45.468 | 1928.4702 | 46.8837 | 1967.3822 | 48.2934 | 2006.5589 | 49.6973 | 2047.0261 | 51.0958 | 2086.1222 | 52.489 |  | 41.3202 | 7.3681 | 86.7556 | 8.3087 | 108.534 | 10.6487 | 132.4278 | 13.0067 | 158.0097 | 15.3879 | 196.0697 | 17.7996 | 245.0929 | 20.2485 | 302.2899 | 22.7574 | 378.0349 | 25.2911 | 469.7646 | 27.8494 | 590.9498 | 30.4767 | 719.5343 | 33.0295 | 847.4651 | 35.1878 | 974.3543 | 37.3011 | 1093.1429 | 39.4007 | 1315.0733 | 41.4799 | 1884.0985 | 59.9545 | 2447.6131 | 78.4438 | 3009.159 | 96.8358 | 3567.1351 | 115.2874 | 4112.8448 | 133.6153 | 4633.5268 | 151.9021 | 5149.7438 | 170.1235 | 5644.1806 | 188.411 | 6138.056 | 206.6222 | 6632.5882 | 224.8029 | 7127.9857 | 242.9541 | 7620.7535 | 261.0769 | 8111.6031 | 279.1718 | 8600.5616 | 297.24 | 8992.3733 | 315.282 | 9033.7563 | 316.9841 |  | 41.3202 | 7.3681 | 86.7556 | 8.3087 | 108.534 | 10.6487 | 132.4278 | 13.0067 | 158.0097 | 15.3879 | 202.619 | 17.7993 | 277.8288 | 20.2477 | 354.655 | 22.7557 | 430.4 | 25.2882 | 522.1297 | 27.8448 | 759.4238 | 30.47 | 1352.1615 | 49.47 | 1943.7669 | 68.0882 | 2533.9472 | 86.6387 | 3115.1516 | 105.1758 | 3683.4417 | 123.6845 | 4252.5273 | 142.0842 | 4816.5257 | 160.5605 | 5377.985 | 178.8699 | 5939.5783 | 197.314 | 6483.9572 | 215.5655 | 6983.7883 | 233.7763 | 7485.6973 | 251.9101 | 7986.2694 | 270.1583 | 8487.2395 | 288.3094 | 8887.7389 | 306.4307 | 8926.1569 | 308.1776 | 8965.6189 | 309.9145 | 9000.6875 | 311.6414 | 9042.0395 | 313.3592 | 9085.4702 | 315.0678 | 9127.2293 | 316.7676
Townley St |  | 17.7805 | 6.6244 | 30.0285 | 7.4643 | 34.6824 | 9.5676 | 40.1032 | 11.6963 | 46.2066 | 13.8352 | 56.5561 | 16.0142 | 76.1924 | 18.2286 | 96.9317 | 20.4718 | 117.2315 | 22.7531 | 144.1232 | 25.0778 | 183.9998 | 27.4443 | 229.4627 | 29.7555 | 274.5557 | 31.6852 | 319.1605 | 33.6007 | 360.1158 | 35.5051 | 395.8028 | 37.4081 | 432.4016 | 54.1333 | 470.3798 | 70.8505 | 498.4268 | 87.5636 | 523.4777 | 104.3246 | 546.3207 | 121.0458 | 565.4771 | 137.8266 | 587.5571 | 154.5309 | 611.6366 | 171.3065 | 635.8668 | 188.0692 | 658.6007 | 204.8385 | 675.3884 | 221.6146 | 691.9566 | 238.3982 | 708.2842 | 255.1894 | 724.728 | 271.9888 | 741.7182 | 288.7965 | 758.1345 | 290.6536 |  | 17.7805 | 6.6244 | 18.3868 | 7.4643 | 19.1166 | 8.5315 | 20.1384 | 9.6409 | 21.3498 | 10.7861 | 27.2892 | 11.8347 | 47.3661 | 12.6097 | 68.2868 | 13.8722 | 88.5672 | 15.1743 | 115.3463 | 16.5 | 154.1666 | 17.8625 | 195.9762 | 19.3864 | 237.4452 | 20.4166 | 278.3984 | 21.44 | 315.6884 | 22.4584 | 348.4113 | 23.4779 | 382.9562 | 24.4857 | 417.2674 | 25.4841 | 450.4742 | 26.4756 | 482.4852 | 27.4739 | 507.9804 | 28.4546 | 517.1583 | 29.4422 | 526.6466 | 30.4073 | 536.0314 | 31.3807 | 545.6457 | 32.3456 | 564.1579 | 33.306 | 582.9048 | 34.2621 | 601.412 | 35.2141 | 619.7043 | 36.1622 | 638.1382 | 37.1068 | 655.1237 | 38.0479 | 665.584 | 38.9859 |  | 17.7805 | 6.6244 | 30.0285 | 7.4643 | 34.6824 | 8.6638 | 40.1032 | 9.9074 | 46.2066 | 11.1893 | 56.5561 | 12.4072 | 76.1924 | 13.4194 | 96.9317 | 14.8294 | 117.2315 | 16.2828 | 144.1232 | 17.7639 | 183.9998 | 19.2862 | 229.4627 | 20.9473 | 274.5557 | 22.3454 | 319.1605 | 23.7382 | 360.1158 | 25.1274 | 395.8028 | 26.5198 | 432.4016 | 27.9014 | 470.3798 | 29.2742 | 498.4268 | 30.641 | 523.4777 | 32.0181 | 546.3207 | 33.3763 | 565.4771 | 34.7448 | 587.5571 | 36.0885 | 611.6366 | 37.4439 | 635.8668 | 38.7911 | 658.6007 | 40.1344 | 675.3884 | 41.4743 | 691.9566 | 42.8111 | 708.2842 | 44.1447 | 724.728 | 45.4754 | 741.7182 | 46.8035 | 758.1345 | 48.1289 |  | 17.7805 | 6.6244 | 36.3856 | 7.4643 | 45.4808 | 9.5676 | 55.2959 | 11.6963 | 65.8281 | 13.8352 | 81.5499 | 16.0142 | 101.9254 | 18.2286 | 123.8231 | 20.4718 | 147.8887 | 22.7531 | 178.6122 | 25.0778 | 221.5296 | 27.4443 | 267.5075 | 29.7555 | 313.2615 | 31.6852 | 358.6329 | 33.6007 | 400.561 | 35.5051 | 491.9201 | 37.4081 | 747.1136 | 54.1333 | 1000.2962 | 70.8505 | 1253.0719 | 87.5636 | 1504.4675 | 104.3246 | 1750.7329 | 121.0458 | 1986.1618 | 137.8266 | 2225.9165 | 154.5309 | 2456.9971 | 171.3065 | 2687.6855 | 188.0692 | 2918.5765 | 204.8385 | 3149.7823 | 221.6146 | 3379.6245 | 238.3982 | 3608.4263 | 255.1894 | 3836.3643 | 271.9888 | 4006.2552 | 288.7965 | 4022.7882 | 290.6536 |  | 17.7805 | 6.6244 | 36.3856 | 7.4643 | 45.4808 | 9.5676 | 55.2959 | 11.6963 | 65.8281 | 13.8352 | 82.422 | 16.0142 | 106.2845 | 18.2287 | 130.796 | 20.4718 | 154.8616 | 22.7531 | 185.5851 | 25.0779 | 283.3552 | 27.4444 | 548.6351 | 44.5787 | 813.4326 | 61.331 | 1077.6157 | 78.0734 | 1338.0238 | 94.8167 | 1593.0327 | 111.5942 | 1848.4252 | 128.3517 | 2102.7755 | 145.0939 | 2356.1525 | 161.8312 | 2609.3837 | 178.6531 | 2860.9582 | 195.4021 | 3094.8072 | 212.2434 | 3329.4803 | 228.9643 | 3563.4345 | 245.7895 | 3797.4506 | 262.5925 | 3957.3866 | 279.4019 | 3973.0239 | 281.2981 | 3989.0252 | 283.1857 | 4003.5677 | 285.0651 | 4020.2163 | 286.9369 | 4037.5827 | 288.8012 | 4054.3647 | 290.6583
Trafford |  | 0.45806 | 5.7596 | 0.61159 | 6.5123 | 0.67918 | 8.3724 | 0.74548 | 10.2366 | 0.82047 | 12.1166 | 0.96269 | 14.0365 | 1.2538 | 15.993 | 1.5618 | 17.9744 | 1.8632 | 19.9946 | 2.2614 | 22.0589 | 2.8372 | 24.1566 | 3.457 | 26.2223 | 4.0721 | 27.9468 | 4.6799 | 29.663 | 5.232 | 31.3738 | 5.7078 | 33.0735 | 6.1969 | 47.8911 | 6.7051 | 62.7471 | 7.1367 | 77.6332 | 7.484 | 92.5213 | 7.7367 | 107.4331 | 7.9818 | 122.4174 | 8.382 | 137.3669 | 8.9292 | 152.3951 | 9.4777 | 167.4428 | 9.9701 | 182.5243 | 10.2463 | 197.6407 | 10.5148 | 212.7931 | 10.7751 | 227.9822 | 11.0401 | 243.2091 | 11.3248 | 258.4743 | 11.5901 | 260.3777 |  | 0.45806 | 5.7596 | 0.47459 | 6.5123 | 0.49458 | 7.4657 | 0.50876 | 8.4459 | 0.52522 | 9.4633 | 0.60944 | 10.399 | 0.90187 | 11.0969 | 1.2092 | 12.2225 | 1.5069 | 13.3858 | 1.9002 | 14.5732 | 2.4699 | 15.7899 | 3.0847 | 17.1595 | 3.6951 | 18.0887 | 4.2978 | 19.0142 | 4.8446 | 19.9377 | 5.3169 | 20.8555 | 5.8226 | 21.7658 | 6.3514 | 22.6784 | 6.7809 | 23.5874 | 7.1741 | 24.485 | 7.4916 | 25.3791 | 7.6229 | 26.28 | 7.7529 | 27.1642 | 7.8802 | 28.0554 | 7.9911 | 28.9416 | 8.7675 | 29.8258 | 9.564 | 30.708 | 10.3608 | 31.5884 | 11.1582 | 32.4674 | 11.9708 | 33.3451 | 12.7302 | 34.2216 | 13.2158 | 35.0972 |  | 0.45806 | 5.7596 | 0.61159 | 6.5123 | 0.67918 | 7.5815 | 0.74548 | 8.6709 | 0.82047 | 9.7994 | 0.96269 | 10.8749 | 1.2538 | 11.7736 | 1.5618 | 13.0203 | 1.8632 | 14.3088 | 2.2614 | 15.6254 | 2.8372 | 16.9758 | 3.457 | 18.46 | 4.0721 | 19.709 | 4.6799 | 20.9564 | 5.232 | 22.2037 | 5.7078 | 23.4469 | 6.1969 | 24.6841 | 6.7051 | 25.926 | 7.1367 | 27.1661 | 7.484 | 28.3955 | 7.7367 | 29.6228 | 7.9818 | 30.8603 | 8.382 | 32.0801 | 8.9292 | 33.3103 | 9.4777 | 34.5367 | 9.9701 | 35.7624 | 10.2463 | 36.9877 | 10.5148 | 38.213 | 10.7751 | 39.4382 | 11.0401 | 40.6636 | 11.3248 | 41.8893 | 11.5901 | 43.1156 |  | 0.45806 | 5.7596 | 0.68978 | 6.5123 | 0.81717 | 8.3724 | 0.93688 | 10.2366 | 1.0661 | 12.1166 | 1.2698 | 14.0365 | 1.5722 | 15.993 | 1.8896 | 17.9744 | 2.2024 | 19.9946 | 2.6144 | 22.0589 | 3.207 | 24.1566 | 3.8467 | 26.2223 | 4.4882 | 27.9468 | 5.1259 | 29.663 | 5.7163 | 31.3738 | 7.3186 | 33.0735 | 12.1858 | 47.8911 | 17.145 | 62.7471 | 22.0845 | 77.6332 | 26.9918 | 92.5213 | 31.8123 | 107.4331 | 36.4155 | 122.4174 | 41.161 | 137.3669 | 45.7532 | 152.3951 | 50.352 | 167.4428 | 54.9717 | 182.5243 | 59.6131 | 197.6407 | 64.2391 | 212.7931 | 68.8581 | 227.9822 | 73.4696 | 243.2091 | 78.4909 | 258.4743 | 78.9257 | 260.3777 |  | 0.45806 | 5.7596 | 0.68978 | 6.5123 | 0.81717 | 8.3724 | 0.93688 | 10.2366 | 1.0661 | 12.1166 | 1.2698 | 14.0357 | 1.5722 | 15.9905 | 1.8896 | 17.9692 | 2.2024 | 19.9856 | 2.6144 | 22.0448 | 4.2957 | 24.136 | 9.2887 | 39.243 | 14.2768 | 54.0253 | 19.2567 | 68.8228 | 24.1804 | 83.6477 | 29.0277 | 98.4883 | 33.8967 | 113.3352 | 38.8697 | 128.2394 | 43.8359 | 143.1737 | 48.7783 | 158.0892 | 53.7512 | 173.0291 | 58.3895 | 188.0677 | 63.046 | 203.0376 | 67.697 | 218.1112 | 72.3636 | 233.1992 | 78.8115 | 248.3222 | 79.1775 | 250.2105 | 79.5705 | 252.0999 | 79.8564 | 253.9903 | 80.2974 | 255.8821 | 80.7911 | 257.7751 | 81.2424 | 259.6693
Trafford Park North |  | 0 | 0.36322 | 0 | 0.41068 | 0 | 0.52799 | 0 | 0.64555 | 0 | 0.76411 | 0 | 0.88518 | 0 | 1.0086 | 0 | 1.1335 | 0 | 1.2609 | 0 | 1.3911 | 0 | 1.5234 | 0 | 1.6537 | 0 | 1.7624 | 0 | 1.8706 | 0 | 1.9785 | 0 | 2.0857 | 0 | 3.0202 | 0 | 3.957 | 0 | 4.8958 | 0 | 5.8347 | 0 | 6.7751 | 0 | 7.72 | 0 | 8.6628 | 0 | 9.6105 | 0 | 10.5595 | 0 | 11.5105 | 0 | 12.4638 | 0 | 13.4194 | 0 | 14.3773 | 0 | 15.3375 | 0 | 16.3002 | 0 | 16.4202 |  | 0 | 0.36322 | 0 | 0.41068 | 0 | 0.47081 | 0 | 0.53263 | 0 | 0.59678 | 0 | 0.65579 | 0 | 0.69981 | 0 | 0.77079 | 0 | 0.84415 | 0 | 0.91903 | 0 | 0.99576 | 0 | 1.0821 | 0 | 1.1407 | 0 | 1.1991 | 0 | 1.2573 | 0 | 1.3152 | 0 | 1.3726 | 0 | 1.4302 | 0 | 1.4875 | 0 | 1.5441 | 0 | 1.6005 | 0 | 1.6573 | 0 | 1.7131 | 0 | 1.7693 | 0 | 1.8251 | 0 | 1.8809 | 0 | 1.9365 | 0 | 1.9921 | 0 | 2.0475 | 0 | 2.1028 | 0 | 2.1581 | 0 | 2.2133 |  | 0 | 0.36322 | 0 | 0.41068 | 0 | 0.47811 | 0 | 0.54682 | 0 | 0.61798 | 0 | 0.68581 | 0 | 0.74248 | 0 | 0.8211 | 0 | 0.90236 | 0 | 0.98539 | 0 | 1.0705 | 0 | 1.1641 | 0 | 1.2429 | 0 | 1.3216 | 0 | 1.4002 | 0 | 1.4786 | 0 | 1.5567 | 0 | 1.635 | 0 | 1.7132 | 0 | 1.7907 | 0 | 1.8681 | 0 | 1.9461 | 0 | 2.0231 | 0 | 2.1006 | 0 | 2.178 | 0 | 2.2553 | 0 | 2.3326 | 0 | 2.4098 | 0 | 2.4871 | 0 | 2.5644 | 0 | 2.6417 | 0 | 2.719 |  | 0 | 0.36322 | 0 | 0.41068 | 0 | 0.52799 | 0 | 0.64555 | 0 | 0.76411 | 0 | 0.88518 | 0 | 1.0086 | 0 | 1.1335 | 0 | 1.2609 | 0 | 1.3911 | 0 | 1.5234 | 0 | 1.6537 | 0 | 1.7624 | 0 | 1.8706 | 0 | 1.9785 | 0 | 2.0857 | 0 | 3.0202 | 0 | 3.957 | 0 | 4.8958 | 0 | 5.8347 | 0 | 6.7751 | 0 | 7.72 | 0 | 8.6628 | 0 | 9.6105 | 0 | 10.5595 | 0 | 11.5105 | 0 | 12.4638 | 0 | 13.4194 | 0 | 14.3773 | 0 | 15.3375 | 0 | 16.3002 | 0 | 16.4202 |  | 0 | 0.36322 | 0 | 0.41068 | 0 | 0.52799 | 0 | 0.64555 | 0 | 0.76411 | 0 | 0.88514 | 0 | 1.0084 | 0 | 1.1332 | 0 | 1.2604 | 0 | 1.3902 | 0 | 1.5221 | 0 | 2.4748 | 0 | 3.407 | 0 | 4.3402 | 0 | 5.2751 | 0 | 6.211 | 0 | 7.1473 | 0 | 8.0872 | 0 | 9.029 | 0 | 9.9696 | 0 | 10.9117 | 0 | 11.8601 | 0 | 12.8042 | 0 | 13.7548 | 0 | 14.7063 | 0 | 15.66 | 0 | 15.779 | 0 | 15.8982 | 0 | 16.0174 | 0 | 16.1367 | 0 | 16.2561 | 0 | 16.3755
Trimpell |  | 5.4316 | 1.5566 | 9.0209 | 1.7501 | 10.389 | 2.2367 | 11.8945 | 2.7272 | 13.5831 | 3.2207 | 16.5572 | 3.7273 | 22.1002 | 4.242 | 27.9561 | 4.7654 | 33.6893 | 5.3017 | 41.2836 | 5.8413 | 53.7673 | 6.3902 | 71.4968 | 6.9244 | 89.1243 | 7.3743 | 106.6143 | 7.8104 | 123.0712 | 8.2373 | 138.0449 | 8.6526 | 153.2755 | 12.4889 | 168.8928 | 16.3149 | 185.6505 | 20.1119 | 203.4899 | 23.8901 | 220.2971 | 27.6676 | 230.8366 | 31.4098 | 240.403 | 35.1517 | 247.9089 | 38.8612 | 255.4534 | 42.5599 | 262.4708 | 46.2422 | 267.2926 | 49.9083 | 272.0314 | 53.5584 | 276.6842 | 57.1926 | 281.3791 | 60.8113 | 286.2726 | 64.4145 | 290.9667 | 64.6738 |  | 5.4316 | 1.5566 | 5.6139 | 1.7501 | 5.8344 | 1.9944 | 6.0773 | 2.2482 | 6.3622 | 2.5115 | 7.9765 | 2.7554 | 13.585 | 2.9355 | 19.4563 | 3.2306 | 25.168 | 3.5375 | 32.7189 | 3.8452 | 43.67 | 4.1614 | 55.4657 | 4.5139 | 67.1625 | 4.7544 | 78.7243 | 4.9865 | 89.2565 | 5.2134 | 99.7614 | 5.4337 | 114.8074 | 5.6524 | 130.3159 | 5.8718 | 146.7646 | 6.0847 | 163.6221 | 6.2953 | 179.1524 | 6.5079 | 191.0472 | 6.7138 | 203.1865 | 6.9211 | 215.0245 | 7.1232 | 227.5187 | 7.3243 | 234.4954 | 7.5235 | 241.7248 | 7.7207 | 249.0152 | 7.916 | 256.361 | 8.1096 | 263.8952 | 8.3014 | 270.9614 | 8.4916 | 275.4276 | 8.6801 |  | 5.4316 | 1.5566 | 9.0209 | 1.7501 | 10.389 | 2.0254 | 11.8945 | 2.3101 | 13.5831 | 2.6048 | 16.5572 | 2.8878 | 22.1002 | 3.1228 | 27.9561 | 3.452 | 33.6893 | 3.7941 | 41.2836 | 4.1377 | 53.7673 | 4.4907 | 71.4968 | 4.8746 | 89.1243 | 5.2006 | 106.6143 | 5.5179 | 123.0712 | 5.8296 | 138.0449 | 6.1341 | 153.2755 | 6.437 | 168.8928 | 6.741 | 185.6505 | 7.0377 | 203.4899 | 7.3321 | 220.2971 | 7.6289 | 230.8366 | 7.9181 | 240.403 | 8.2092 | 247.9089 | 8.4942 | 255.4534 | 8.7784 | 262.4708 | 9.0603 | 267.2926 | 9.3402 | 272.0314 | 9.6179 | 276.6842 | 9.8936 | 281.3791 | 10.1674 | 286.2726 | 10.4393 | 290.9667 | 10.7093 |  | 5.4316 | 1.5566 | 10.8745 | 1.7501 | 13.5311 | 2.2367 | 16.2808 | 2.7272 | 19.2026 | 3.2207 | 23.57 | 3.7273 | 29.2902 | 4.242 | 36.7224 | 4.7654 | 48.4445 | 5.3017 | 62.0375 | 5.8413 | 79.1054 | 6.3902 | 97.0542 | 6.9244 | 114.9398 | 7.3743 | 132.6933 | 7.8104 | 149.5476 | 8.2373 | 178.9556 | 8.6526 | 250.4739 | 12.4889 | 321.8422 | 16.3149 | 393.1983 | 20.1119 | 464.1608 | 23.8901 | 533.5358 | 27.6676 | 599.4915 | 31.4098 | 662.8684 | 35.1517 | 723.2445 | 38.8612 | 783.6988 | 42.5599 | 844.3939 | 46.2422 | 905.3343 | 49.9083 | 966.0778 | 53.5584 | 1026.7299 | 57.1926 | 1087.2115 | 60.8113 | 1150.9008 | 64.4145 | 1157.2748 | 64.6738 |  | 5.4316 | 1.5566 | 10.8745 | 1.7501 | 13.5311 | 2.2367 | 16.2808 | 2.7272 | 19.2026 | 3.2207 | 25.0418 | 3.7273 | 36.6465 | 4.2419 | 48.4885 | 4.7652 | 60.2107 | 5.3014 | 73.8036 | 5.8408 | 104.9225 | 6.3896 | 179.0427 | 10.3725 | 253.0489 | 14.2717 | 326.9037 | 18.1447 | 399.7193 | 21.9933 | 471.0442 | 25.8062 | 542.5189 | 29.6046 | 613.669 | 33.4026 | 684.7848 | 37.16 | 756.1352 | 40.8998 | 823.4559 | 44.6507 | 884.3662 | 48.3547 | 945.5713 | 52.0676 | 1006.7043 | 55.7406 | 1068.0323 | 59.4058 | 1148.3682 | 63.0548 | 1153.8766 | 63.3287 | 1159.6787 | 63.5995 | 1164.2208 | 63.8672 | 1170.5582 | 64.132 | 1177.4845 | 64.3939 | 1183.9383 | 64.6531
Trinity |  | 24.3367 | 3.3208 | 26.9114 | 3.7607 | 28.5723 | 4.841 | 29.9938 | 5.9382 | 31.6324 | 7.0502 | 35.1784 | 8.1893 | 43.5099 | 9.3555 | 52.3515 | 10.5469 | 61.0096 | 11.7668 | 72.4546 | 13.0168 | 91.6734 | 14.2939 | 120.293 | 15.5575 | 148.8183 | 16.6301 | 177.1281 | 17.7 | 203.7469 | 18.7647 | 228.2599 | 19.8243 | 253.1998 | 28.7783 | 278.6683 | 37.7797 | 317.4156 | 46.8192 | 356.3624 | 55.9114 | 387.7025 | 65.0485 | 406.7149 | 74.2338 | 432.111 | 83.45 | 461.2154 | 92.7363 | 490.1693 | 102.0621 | 515.2172 | 111.4356 | 524.7394 | 120.8569 | 533.6587 | 130.3262 | 541.9676 | 139.8433 | 550.5305 | 149.4085 | 560.3941 | 159.0217 | 568.8683 | 160.4261 |  | 24.3367 | 3.3208 | 25.1415 | 3.7607 | 26.1032 | 4.3167 | 26.7251 | 4.8955 | 27.4215 | 5.4982 | 29.919 | 6.0548 | 38.0387 | 6.4753 | 46.6487 | 7.1514 | 54.9385 | 7.8529 | 65.9303 | 8.5708 | 81.8525 | 9.3107 | 99.0962 | 10.1442 | 116.2976 | 10.7245 | 133.2769 | 11.3035 | 148.6004 | 11.8795 | 164.8729 | 12.4528 | 194.2696 | 13.0284 | 227.8663 | 13.6009 | 255.7062 | 14.1687 | 283.2202 | 14.7374 | 311.4004 | 15.3049 | 341.094 | 15.872 | 371.0184 | 16.4354 | 400.096 | 17.0033 | 429.4824 | 17.5693 | 485.1193 | 18.1355 | 542.7342 | 18.7017 | 600.7116 | 19.2681 | 659.0142 | 19.8348 | 718.5502 | 20.4019 | 774.3144 | 20.9694 | 810.0993 | 21.5376 |  | 24.3367 | 3.3208 | 26.9114 | 3.7607 | 28.5723 | 4.3837 | 29.9938 | 5.0299 | 31.6324 | 5.7019 | 35.1784 | 6.3448 | 43.5099 | 6.8873 | 52.3515 | 7.64 | 61.0096 | 8.4207 | 72.4546 | 9.2205 | 91.6734 | 10.0449 | 120.293 | 10.9522 | 148.8183 | 11.7281 | 177.1281 | 12.5047 | 203.7469 | 13.28 | 228.2599 | 14.0541 | 253.1998 | 14.8329 | 278.6683 | 15.6099 | 317.4156 | 16.3834 | 356.3624 | 17.1596 | 387.7025 | 17.936 | 406.7149 | 18.7137 | 432.111 | 19.4886 | 461.2154 | 20.2702 | 490.1693 | 21.0513 | 515.2172 | 21.8338 | 524.7394 | 22.6179 | 533.6587 | 23.4037 | 541.9676 | 24.1912 | 550.5305 | 24.9805 | 560.3941 | 25.7717 | 568.8683 | 26.5647 |  | 24.3367 | 3.3208 | 28.0928 | 3.7607 | 30.8574 | 4.841 | 33.2283 | 5.9382 | 35.927 | 7.0502 | 40.6694 | 8.1893 | 49.528 | 9.3555 | 61.7114 | 10.5469 | 81.9535 | 11.7668 | 105.1551 | 13.0168 | 133.7302 | 14.2939 | 163.8298 | 15.5575 | 194.1348 | 16.6301 | 224.4647 | 17.7 | 253.5273 | 18.7647 | 305.5758 | 19.8243 | 433.731 | 28.7783 | 570.5871 | 37.7797 | 703.3257 | 46.8192 | 833.69 | 55.9114 | 961.5335 | 65.0485 | 1083.0935 | 74.2338 | 1200.7171 | 83.45 | 1313.3281 | 92.7363 | 1427.3138 | 102.0621 | 1543.3999 | 111.4356 | 1661.1802 | 120.8569 | 1779.5202 | 130.3262 | 1898.6084 | 139.8433 | 2018.1637 | 149.4085 | 2290.2906 | 159.0217 | 2313.0548 | 160.4261 |  | 24.3367 | 3.3208 | 28.0928 | 3.7607 | 30.8574 | 4.841 | 33.2283 | 5.9382 | 35.927 | 7.0502 | 43.3843 | 8.1892 | 63.0965 | 9.3553 | 83.414 | 10.5463 | 103.656 | 11.7658 | 126.8577 | 13.0153 | 180.3857 | 14.2918 | 310.2207 | 23.3032 | 440.1025 | 32.1823 | 569.9137 | 41.116 | 698.1491 | 50.0964 | 824.4253 | 59.12 | 952.0958 | 68.2106 | 1086.595 | 77.3402 | 1220.0772 | 86.4957 | 1350.943 | 95.7081 | 1474.9914 | 104.9629 | 1587.4364 | 114.2657 | 1701.0285 | 123.5908 | 1815.1858 | 132.9972 | 1930.9136 | 142.4388 | 2415.1769 | 151.9279 | 2427.7185 | 153.332 | 2443.0269 | 154.7356 | 2448.9071 | 156.1389 | 2469.2026 | 157.5422 | 2494.3109 | 158.9454 | 2516.2212 | 160.3487
Tulketh |  | 74.743 | 11.6748 | 119.1002 | 13.0979 | 136.4772 | 16.7041 | 155.0456 | 20.2609 | 175.8852 | 23.8142 | 213.834 | 27.3967 | 287.581 | 31.046 | 365.4756 | 34.7085 | 441.7096 | 38.4356 | 542.6888 | 42.1848 | 691.1072 | 45.9783 | 856.609 | 49.6768 | 1020.7305 | 52.7561 | 1182.9797 | 55.7199 | 1331.366 | 58.6865 | 1459.9296 | 61.5642 | 1591.838 | 88.7486 | 1728.7938 | 115.7179 | 1830.6311 | 142.5855 | 1918.0512 | 169.1832 | 1992.8474 | 195.5917 | 2059.4371 | 221.9762 | 2141.5464 | 248.182 | 2236.441 | 274.1245 | 2331.6786 | 299.9674 | 2420.3494 | 325.6624 | 2483.5422 | 351.2132 | 2545.8121 | 376.6237 | 2607.0881 | 401.8968 | 2668.8776 | 427.0362 | 2732.981 | 452.0445 | 2794.6926 | 453.5799 |  | 74.743 | 11.6748 | 77.3845 | 13.0979 | 80.5897 | 14.8951 | 83.6316 | 16.7206 | 87.1848 | 18.6074 | 108.4014 | 20.3093 | 183.0988 | 21.5578 | 261.3162 | 23.6218 | 337.2812 | 25.7557 | 437.7338 | 27.8973 | 583.4072 | 30.0853 | 740.295 | 32.543 | 895.9693 | 34.1846 | 1049.6397 | 35.7573 | 1189.4177 | 37.3375 | 1310.8234 | 38.8667 | 1437.2089 | 40.3829 | 1563.944 | 41.8736 | 1681.7671 | 43.3744 | 1793.8767 | 44.8276 | 1882.5076 | 46.2618 | 1911.9223 | 47.7118 | 1941.8558 | 49.1387 | 1971.2845 | 50.5282 | 2000.2526 | 51.9124 | 2085.8083 | 53.2821 | 2172.4176 | 54.6372 | 2257.9112 | 55.9785 | 2342.3563 | 57.3064 | 2427.322 | 58.6217 | 2505.5666 | 59.9245 | 2554.0967 | 61.2156 |  | 74.743 | 11.6748 | 119.1002 | 13.0979 | 136.4772 | 15.1262 | 155.0456 | 17.162 | 175.8852 | 19.2598 | 213.834 | 21.226 | 287.581 | 22.8552 | 365.4756 | 25.1422 | 441.7096 | 27.5057 | 542.6888 | 29.8816 | 691.1072 | 32.3108 | 856.609 | 34.9715 | 1020.7305 | 37.2054 | 1182.9797 | 39.365 | 1331.366 | 41.5333 | 1459.9296 | 43.6449 | 1591.838 | 45.7429 | 1728.7938 | 47.8126 | 1830.6311 | 49.8948 | 1918.0512 | 51.9237 | 1992.8474 | 53.9311 | 2059.4371 | 55.9582 | 2141.5464 | 57.9594 | 2236.441 | 59.9177 | 2331.6786 | 61.8711 | 2420.3494 | 63.8077 | 2483.5422 | 65.7282 | 2545.8121 | 67.6333 | 2607.0881 | 69.5233 | 2668.8776 | 71.3987 | 2732.981 | 73.2601 | 2794.6926 | 75.1077 |  | 74.743 | 11.6748 | 142.1298 | 13.0979 | 176.0084 | 16.7041 | 209.9823 | 20.2609 | 246.1115 | 23.8142 | 301.343 | 27.3967 | 377.1265 | 31.046 | 458.0673 | 34.7085 | 543.3784 | 38.4356 | 653.6496 | 42.1848 | 809.797 | 45.9783 | 977.4577 | 49.6768 | 1144.2894 | 52.7561 | 1309.4784 | 55.7199 | 1461.9104 | 58.6865 | 1787.9336 | 61.5642 | 2693.2065 | 88.7486 | 3592.0161 | 115.7179 | 4488.2387 | 142.5855 | 5378.7254 | 169.1832 | 6251.6042 | 195.5917 | 7084.9005 | 221.9762 | 7936.5142 | 248.182 | 8758.2828 | 274.1245 | 9579.0105 | 299.9674 | 10400.7722 | 325.6624 | 11223.9207 | 351.2132 | 12042.4605 | 376.6237 | 12857.7144 | 401.8968 | 13669.734 | 427.0362 | 14303.4086 | 452.0445 | 14367.9543 | 453.5799 |  | 74.743 | 11.6748 | 142.1298 | 13.0979 | 176.0084 | 16.7041 | 209.9823 | 20.2609 | 246.1115 | 23.8142 | 303.3217 | 27.3949 | 387.0168 | 31.0401 | 473.8881 | 34.6961 | 559.1991 | 38.4139 | 669.4703 | 42.151 | 1019.5223 | 45.9295 | 1962.4166 | 74.3238 | 2903.5699 | 101.9528 | 3842.4234 | 129.2316 | 4767.0397 | 156.404 | 5671.3924 | 183.2487 | 6577.1227 | 209.9252 | 7479.2547 | 236.3789 | 8378.8844 | 262.8209 | 9275.7413 | 288.9192 | 10170.2737 | 314.8335 | 11002.0999 | 340.8149 | 11836.4707 | 366.6052 | 12668.3913 | 392.0868 | 13500.8709 | 417.4998 | 14140.2465 | 442.7711 | 14200.0758 | 444.3368 | 14261.5896 | 445.8936 | 14316.2957 | 447.4413 | 14380.837 | 448.9804 | 14448.6709 | 450.5105 | 14513.8921 | 452.0318
Ulverston |  | 34.6558 | 11.2079 | 56.6476 | 12.5829 | 65.1555 | 16.0702 | 74.2871 | 19.5133 | 84.5429 | 22.937 | 102.8969 | 26.4143 | 137.6939 | 29.8907 | 174.4387 | 33.4254 | 210.4282 | 36.9613 | 258.0731 | 40.5363 | 333.1451 | 44.1477 | 431.3756 | 47.6617 | 528.949 | 50.5401 | 625.634 | 53.3748 | 715.7789 | 56.1711 | 796.5823 | 58.9194 | 878.9627 | 84.9265 | 963.7164 | 110.613 | 1046.2092 | 136.1811 | 1130.1171 | 161.5629 | 1207.7743 | 186.573 | 1260.3268 | 211.5593 | 1309.595 | 236.3312 | 1354.1951 | 260.8668 | 1399.061 | 285.237 | 1440.9518 | 309.4266 | 1470.8557 | 333.4394 | 1500.2889 | 357.279 | 1529.2126 | 380.9485 | 1558.3305 | 404.4511 | 1588.4973 | 427.7895 | 1617.4799 | 428.8926 |  | 34.6558 | 11.2079 | 35.8519 | 12.5829 | 37.3026 | 14.3298 | 38.7399 | 16.1015 | 40.4436 | 17.9177 | 50.4962 | 19.5744 | 85.7005 | 20.7468 | 122.5706 | 22.7376 | 158.4401 | 24.7547 | 205.8587 | 26.792 | 274.6116 | 28.8704 | 348.6477 | 31.204 | 422.0615 | 32.7283 | 494.5805 | 34.2306 | 560.566 | 35.7141 | 623.0362 | 37.1725 | 703.6372 | 38.618 | 785.9626 | 39.9993 | 870.3493 | 41.398 | 955.1992 | 42.7791 | 1030.5542 | 44.0982 | 1080.9095 | 45.4412 | 1132.2304 | 46.7597 | 1182.246 | 48.0508 | 1232.3404 | 49.3286 | 1268.482 | 50.5902 | 1305.0427 | 51.8357 | 1341.0731 | 53.0659 | 1376.5388 | 54.2813 | 1412.0902 | 55.4824 | 1444.5558 | 56.6695 | 1463.9523 | 57.8433 |  | 34.6558 | 11.2079 | 56.6476 | 12.5829 | 65.1555 | 14.5521 | 74.2871 | 16.5288 | 84.5429 | 18.5504 | 102.8969 | 20.4648 | 137.6939 | 22.0046 | 174.4387 | 24.2127 | 210.4282 | 26.4506 | 258.0731 | 28.7138 | 333.1451 | 31.0243 | 431.3756 | 33.5529 | 528.949 | 35.6426 | 625.634 | 37.7082 | 715.7789 | 39.7531 | 796.5823 | 41.7699 | 878.9627 | 43.7728 | 963.7164 | 45.7034 | 1046.2092 | 47.6537 | 1130.1171 | 49.585 | 1207.7743 | 51.4443 | 1260.3268 | 53.3322 | 1309.595 | 55.1919 | 1354.1951 | 57.0199 | 1399.061 | 58.8328 | 1440.9518 | 60.6266 | 1470.8557 | 62.4019 | 1500.2889 | 64.1595 | 1529.2126 | 65.8995 | 1558.3305 | 67.6226 | 1588.4973 | 69.3292 | 1617.4799 | 71.0197 |  | 34.6558 | 11.2079 | 68.0663 | 12.5829 | 84.7045 | 16.0702 | 101.4283 | 19.5133 | 119.2273 | 22.937 | 146.0768 | 26.4143 | 181.9066 | 29.8907 | 225.2195 | 33.4254 | 285.6797 | 36.9613 | 357.9087 | 40.5363 | 451.7335 | 44.1477 | 550.9447 | 47.6617 | 649.8131 | 50.5401 | 747.9341 | 53.3748 | 839.9568 | 56.1711 | 1019.6348 | 58.9194 | 1490.3105 | 84.9265 | 1959.981 | 110.613 | 2429.5375 | 136.1811 | 2896.1157 | 161.5629 | 3352.3258 | 186.573 | 3786.0516 | 211.5593 | 4212.2791 | 236.3312 | 4620.8987 | 260.8668 | 5028.6416 | 285.237 | 5436.6006 | 309.4266 | 5844.898 | 333.4394 | 6250.4189 | 357.279 | 6653.8431 | 380.9485 | 7055.3311 | 404.4511 | 7331.8225 | 427.7895 | 7357.1766 | 428.8926 |  | 34.6558 | 11.2079 | 68.0663 | 12.5829 | 84.7045 | 16.0702 | 101.4283 | 19.5133 | 119.2273 | 22.937 | 152.059 | 26.4127 | 211.7934 | 29.8856 | 273.0077 | 33.4147 | 333.4679 | 36.9427 | 405.6969 | 40.5074 | 596.8852 | 44.106 | 1085.3875 | 71.3196 | 1573.0185 | 97.6879 | 2059.5025 | 123.8179 | 2539.1839 | 149.7345 | 3009.2064 | 175.4198 | 3479.9013 | 200.938 | 3949.8087 | 226.0152 | 4419.1866 | 251.0911 | 4888.7659 | 275.992 | 5341.1162 | 300.4139 | 5755.5484 | 324.9301 | 6170.8913 | 349.22 | 6584.6398 | 373.2557 | 6998.3095 | 397.1408 | 7246.3189 | 420.8512 | 7270.0905 | 422.0075 | 7294.1998 | 423.1508 | 7316.5712 | 424.2809 | 7341.3458 | 425.3986 | 7366.8236 | 426.5034 | 7391.7726 | 427.5958
Union Rd |  | 52.8305 | 15.0995 | 70.9117 | 17.0229 | 79.5885 | 21.816 | 87.0078 | 26.6044 | 95.3907 | 31.4109 | 109.9219 | 36.296 | 138.069 | 41.2361 | 167.8196 | 46.2485 | 196.9334 | 51.3391 | 235.453 | 56.5016 | 295.2126 | 61.7481 | 371.1755 | 66.8913 | 446.6623 | 71.1484 | 521.3234 | 75.3676 | 590.1601 | 79.5561 | 651.2627 | 83.6995 | 713.2798 | 121.0055 | 776.6616 | 158.228 | 842.5842 | 195.4446 | 907.7274 | 232.5554 | 965.8029 | 269.6975 | 1006.1961 | 306.7095 | 1054.4749 | 343.7335 | 1106.6919 | 380.7191 | 1158.9626 | 417.6682 | 1205.7908 | 454.5884 | 1232.209 | 491.4829 | 1257.9768 | 528.3546 | 1283.0455 | 565.2058 | 1308.6216 | 602.0395 | 1336.1291 | 638.8573 | 1361.8267 | 642.5892 |  | 52.8305 | 15.0995 | 55.1607 | 17.0229 | 58.1067 | 19.4534 | 59.6285 | 21.9464 | 61.425 | 24.524 | 69.8268 | 26.8771 | 98.3372 | 28.5954 | 128.1942 | 31.4275 | 157.1057 | 34.3446 | 195.2976 | 37.298 | 250.6729 | 40.3282 | 310.4192 | 43.7356 | 369.5208 | 46.0111 | 427.9111 | 48.2682 | 480.4284 | 50.5112 | 529.5785 | 52.7309 | 593.1538 | 54.9442 | 658.3731 | 57.1339 | 723.1401 | 59.3258 | 787.2036 | 61.4851 | 844.0986 | 63.6499 | 882.9562 | 65.7795 | 922.2568 | 67.9071 | 960.4096 | 70.0209 | 999.4739 | 72.1214 | 1066.583 | 74.2106 | 1133.8514 | 76.2886 | 1199.5586 | 78.3561 | 1263.7466 | 80.4137 | 1327.7491 | 82.4621 | 1385.6656 | 84.5016 | 1418.9728 | 86.533 |  | 52.8305 | 15.0995 | 70.9117 | 17.0229 | 79.5885 | 19.7552 | 87.0078 | 22.5352 | 95.3907 | 25.4038 | 109.9219 | 28.1207 | 138.069 | 30.3568 | 167.8196 | 33.5015 | 196.9334 | 36.7399 | 235.453 | 40.0228 | 295.2126 | 43.3928 | 371.1755 | 47.0902 | 446.6623 | 50.1762 | 521.3234 | 53.2457 | 590.1601 | 56.303 | 651.2627 | 59.3373 | 713.2798 | 62.3687 | 776.6616 | 65.377 | 842.5842 | 68.3917 | 907.7274 | 71.3731 | 965.8029 | 74.3645 | 1006.1961 | 77.3187 | 1054.4749 | 80.2742 | 1106.6919 | 83.217 | 1158.9626 | 86.148 | 1205.7908 | 89.0684 | 1232.209 | 91.9792 | 1257.9768 | 94.8809 | 1283.0455 | 97.7738 | 1308.6216 | 100.6585 | 1336.1291 | 103.5357 | 1361.8267 | 106.4055 |  | 52.8305 | 15.0995 | 80.3033 | 17.0229 | 97.266 | 21.816 | 110.6394 | 26.6044 | 125.0737 | 31.4109 | 146.893 | 36.296 | 176.238 | 41.2361 | 210.7 | 46.2485 | 256.6244 | 51.3391 | 312.1347 | 56.5016 | 385.1137 | 61.7481 | 462.5396 | 66.8913 | 539.9439 | 71.1484 | 616.8137 | 75.3676 | 688.5096 | 79.5561 | 888.648 | 83.6995 | 1497.0665 | 121.0055 | 2115.8696 | 158.228 | 2739.639 | 195.4446 | 3360.484 | 232.5554 | 3968.8263 | 269.6975 | 4548.1218 | 306.7095 | 5131.9117 | 343.7335 | 5692.5146 | 380.7191 | 6252.3937 | 417.6682 | 6813.0982 | 454.5884 | 7374.841 | 491.4829 | 7933.3225 | 528.3546 | 8489.414 | 565.2058 | 9043.4164 | 602.0395 | 9464.8531 | 638.8573 | 9492.6288 | 642.5892 |  | 52.8305 | 15.0995 | 80.3033 | 17.0229 | 97.266 | 21.816 | 110.6394 | 26.6044 | 125.0737 | 31.4109 | 150.9011 | 36.2944 | 196.2711 | 41.231 | 242.7449 | 46.2378 | 288.6692 | 51.3204 | 344.1796 | 56.4724 | 553.6998 | 61.7058 | 1177.0447 | 100.1271 | 1799.6877 | 137.5749 | 2421.2338 | 174.9144 | 3036.695 | 212.1767 | 3644.079 | 249.3322 | 4252.7249 | 286.4682 | 4873.5097 | 323.5064 | 5497.9387 | 360.5952 | 6123.0858 | 397.5353 | 6739.6257 | 434.564 | 7308.1521 | 471.4118 | 7877.8558 | 508.3046 | 8445.6294 | 545.1605 | 9013.8002 | 581.9812 | 9441.1413 | 618.7771 | 9465.5901 | 622.5322 | 9491.2632 | 626.2789 | 9512.0126 | 630.0173 | 9539.8808 | 633.7483 | 9570.1451 | 637.4717 | 9598.4996 | 641.1879
Upholland |  | 52.6909 | 7.3162 | 87.362 | 8.2306 | 100.7431 | 10.5324 | 115.1611 | 12.8628 | 131.4726 | 15.2095 | 159.8979 | 17.5939 | 212.6246 | 20.0101 | 268.2742 | 22.4672 | 322.8337 | 24.9555 | 395.0158 | 27.4865 | 507.5841 | 30.0576 | 652.0492 | 32.5799 | 795.536 | 34.6768 | 937.6938 | 36.7605 | 1069.9766 | 38.8127 | 1188.1478 | 40.8509 | 1308.6981 | 59.067 | 1432.8275 | 77.2614 | 1547.752 | 95.4239 | 1664.6744 | 113.5504 | 1774.9315 | 131.6623 | 1850.6572 | 149.715 | 1925.4713 | 167.7551 | 1995.8562 | 185.7721 | 2066.6662 | 203.7558 | 2132.3435 | 221.7115 | 2178.0773 | 239.6395 | 2223.0313 | 257.5405 | 2267.129 | 275.4146 | 2311.5515 | 293.2623 | 2357.7298 | 311.0838 | 2401.9361 | 312.7814 |  | 52.6909 | 7.3162 | 54.5452 | 8.2306 | 56.7802 | 9.3917 | 59.0569 | 10.6004 | 61.8308 | 11.8533 | 77.2507 | 12.9958 | 130.6328 | 13.8339 | 186.4889 | 15.2141 | 240.843 | 16.6308 | 312.6388 | 18.0705 | 416.674 | 19.5473 | 528.7098 | 21.2086 | 639.708 | 22.325 | 749.3879 | 23.4356 | 849.1499 | 24.5286 | 942.4998 | 25.6154 | 1058.154 | 26.6928 | 1174.453 | 27.7643 | 1296.8694 | 28.8253 | 1419.928 | 29.8755 | 1527.1514 | 30.9211 | 1593.2258 | 31.9516 | 1660.5654 | 32.9782 | 1726.0825 | 33.9984 | 1792.6871 | 35.0102 | 1845.1718 | 36.0154 | 1897.525 | 37.0137 | 1948.4965 | 38.0057 | 1998.126 | 38.9915 | 2047.5533 | 39.9715 | 2092.348 | 40.9458 | 2118.1122 | 41.9148 |  | 52.6909 | 7.3162 | 87.362 | 8.2306 | 100.7431 | 9.5374 | 115.1611 | 10.8954 | 131.4726 | 12.3008 | 159.8979 | 13.6311 | 212.6246 | 14.7308 | 268.2742 | 16.2748 | 322.8337 | 17.8589 | 395.0158 | 19.47 | 507.5841 | 21.1226 | 652.0492 | 22.9356 | 795.536 | 24.4552 | 937.6938 | 25.9706 | 1069.9766 | 27.4683 | 1188.1478 | 28.9606 | 1308.6981 | 30.4443 | 1432.8275 | 31.9231 | 1547.752 | 33.3916 | 1664.6744 | 34.8495 | 1774.9315 | 36.3036 | 1850.6572 | 37.7418 | 1925.4713 | 39.1769 | 1995.8562 | 40.6058 | 2066.6662 | 42.0266 | 2132.3435 | 43.4404 | 2178.0773 | 44.8476 | 2223.0313 | 46.2486 | 2267.129 | 47.6434 | 2311.5515 | 49.0322 | 2357.7298 | 50.4154 | 2401.9361 | 51.7931 |  | 52.6909 | 7.3162 | 105.3645 | 8.2306 | 131.673 | 10.5324 | 158.0476 | 12.8628 | 186.285 | 15.2095 | 228.3413 | 17.5939 | 282.8602 | 20.0101 | 347.5595 | 22.4672 | 435.1153 | 24.9555 | 540.4874 | 27.4865 | 678.5893 | 30.0576 | 824.7829 | 32.5799 | 970.5532 | 34.6768 | 1115.2578 | 36.7605 | 1250.8909 | 38.8127 | 1520.1065 | 40.8509 | 2231.4911 | 59.067 | 2937.8433 | 77.2614 | 3646.5921 | 95.4239 | 4351.6917 | 113.5504 | 5041.1958 | 131.6623 | 5697.2495 | 149.715 | 6346.1465 | 167.7551 | 6968.1837 | 185.7721 | 7588.7848 | 203.7558 | 8209.4137 | 221.7115 | 8830.5852 | 239.6395 | 9447.4767 | 257.5405 | 10061.147 | 275.4146 | 10671.8009 | 293.2623 | 11084.1627 | 311.0838 | 11123.1671 | 312.7814 |  | 52.6909 | 7.3162 | 105.3645 | 8.2306 | 131.673 | 10.5324 | 158.0476 | 12.8628 | 186.285 | 15.2095 | 236.3388 | 17.5941 | 322.8211 | 20.0107 | 411.4637 | 22.4685 | 499.0195 | 24.9578 | 604.3916 | 27.49 | 890.7607 | 30.0627 | 1629.7979 | 48.8204 | 2367.4668 | 67.1383 | 3103.3803 | 85.4395 | 3829.0036 | 103.6821 | 4540.0233 | 121.9063 | 5251.6422 | 140.1008 | 5959.3948 | 158.2838 | 6667.3812 | 176.43 | 7377.1231 | 194.5344 | 8064.6036 | 212.6335 | 8695.4628 | 230.655 | 9327.7804 | 248.6735 | 9957.6695 | 266.6711 | 10587.3318 | 284.6324 | 10942.036 | 302.5653 | 10979.3499 | 304.3287 | 11017.1733 | 306.0783 | 11052.7415 | 307.8144 | 11091.5106 | 309.538 | 11131.3074 | 311.2492 | 11170.297 | 312.9486
Urmston |  | 41.6848 | 7.4373 | 64.617 | 8.4093 | 73.909 | 10.8113 | 84.5611 | 13.2184 | 96.6222 | 15.646 | 115.7086 | 18.1252 | 151.576 | 20.6516 | 189.4674 | 23.2102 | 226.5559 | 25.8189 | 275.6679 | 28.4845 | 348.4864 | 31.1932 | 431.6064 | 33.8607 | 514.0774 | 36.0874 | 595.6242 | 38.3036 | 670.3207 | 40.5128 | 735.3518 | 42.7075 | 801.9274 | 61.8414 | 870.8293 | 81.0248 | 923.0269 | 100.2471 | 969.8412 | 119.472 | 1013.1485 | 138.7274 | 1048.931 | 158.0765 | 1093.0677 | 177.3806 | 1143.7124 | 196.7865 | 1194.6253 | 216.2174 | 1241.6062 | 235.692 | 1273.327 | 255.2117 | 1304.5218 | 274.7779 | 1335.1409 | 294.3914 | 1366.0965 | 314.0538 | 1398.4818 | 333.7656 | 1429.4451 | 336.2234 |  | 41.6848 | 7.4373 | 43.2817 | 8.4093 | 45.2464 | 9.6404 | 47.6738 | 10.9061 | 50.5773 | 12.2198 | 62.0725 | 13.4281 | 99.0443 | 14.3294 | 137.4053 | 15.7828 | 174.465 | 17.285 | 223.3176 | 18.8182 | 294.1044 | 20.3894 | 370.4002 | 22.158 | 445.9875 | 23.3578 | 520.6676 | 24.5529 | 588.443 | 25.7454 | 648.0716 | 26.9305 | 711.6337 | 28.106 | 774.5672 | 29.2844 | 835.76 | 30.4582 | 894.5961 | 31.6173 | 941.463 | 32.7718 | 959.0901 | 33.9352 | 977.3613 | 35.0768 | 995.4267 | 36.2277 | 1013.6491 | 37.372 | 1060.3138 | 38.5138 | 1107.2762 | 39.6529 | 1153.3242 | 40.7899 | 1198.542 | 41.9249 | 1243.8745 | 43.0582 | 1285.254 | 44.19 | 1309.7483 | 45.3207 |  | 41.6848 | 7.4373 | 64.617 | 8.4093 | 73.909 | 9.79 | 84.5611 | 11.1967 | 96.6222 | 12.6538 | 115.7086 | 14.0427 | 151.576 | 15.2031 | 189.4674 | 16.813 | 226.5559 | 18.4768 | 275.6679 | 20.177 | 348.4864 | 21.9207 | 431.6064 | 23.8373 | 514.0774 | 25.4501 | 595.6242 | 27.0608 | 670.3207 | 28.6715 | 735.3518 | 30.2767 | 801.9274 | 31.8743 | 870.8293 | 33.478 | 923.0269 | 35.0793 | 969.8412 | 36.6669 | 1013.1485 | 38.2517 | 1048.931 | 39.8496 | 1093.0677 | 41.4248 | 1143.7124 | 43.0133 | 1194.6253 | 44.5969 | 1241.6062 | 46.1796 | 1273.327 | 47.7619 | 1304.5218 | 49.3441 | 1335.1409 | 50.9262 | 1366.0965 | 52.5085 | 1398.4818 | 54.0913 | 1429.4451 | 55.6748 |  | 41.6848 | 7.4373 | 76.506 | 8.4093 | 94.6496 | 10.8113 | 113.649 | 13.2184 | 134.3217 | 15.646 | 164.6703 | 18.1252 | 202.4344 | 20.6516 | 242.6505 | 23.2102 | 286.9163 | 25.8189 | 343.3615 | 28.4845 | 422.1062 | 31.1932 | 506.4888 | 33.8607 | 590.5257 | 36.0874 | 673.894 | 38.3036 | 750.9169 | 40.5128 | 948.9911 | 42.7075 | 1538.6968 | 61.8414 | 2129.835 | 81.0248 | 2722.4102 | 100.2471 | 3312.2127 | 119.472 | 3890.0539 | 138.7274 | 4442.8218 | 158.0765 | 5007.2439 | 177.3806 | 5551.2094 | 196.7865 | 6094.2783 | 216.2174 | 6637.8427 | 235.692 | 7182.1874 | 255.2117 | 7723.3583 | 274.7779 | 8262.0784 | 294.3914 | 8798.7602 | 314.0538 | 9196.4973 | 333.7656 | 9228.0148 | 336.2234 |  | 41.6848 | 7.4373 | 76.506 | 8.4093 | 94.6496 | 10.8113 | 113.649 | 13.2184 | 134.3217 | 15.646 | 166.3004 | 18.1242 | 210.5821 | 20.6485 | 255.6837 | 23.2035 | 299.9495 | 25.8072 | 356.3948 | 28.4662 | 566.2204 | 31.1666 | 1174.6352 | 50.6741 | 1782.1286 | 69.7624 | 2388.4047 | 88.8703 | 2987.5402 | 108.0135 | 3576.6892 | 127.1771 | 4166.9398 | 146.3487 | 4761.3356 | 165.5944 | 5355.0122 | 184.879 | 5949.2153 | 204.1392 | 6540.9748 | 223.4309 | 7091.6711 | 242.8501 | 7644.2771 | 262.1806 | 8195.1119 | 281.6451 | 8746.1338 | 301.128 | 9123.5698 | 320.6563 | 9152.8153 | 323.0946 | 9182.9825 | 325.5344 | 9209.5065 | 327.9755 | 9241.3099 | 330.4184 | 9274.9193 | 332.8627 | 9307.0675 | 335.3088
Victoria Park |  | 2.9254 | 2.3696 | 3.5469 | 2.6817 | 3.8752 | 3.448 | 4.136 | 4.2324 | 4.4327 | 5.0285 | 5.0678 | 5.8465 | 6.4913 | 6.6864 | 7.997 | 7.5472 | 9.47 | 8.4299 | 11.418 | 9.3333 | 14.9306 | 10.2595 | 20.7413 | 11.1772 | 26.5272 | 11.9588 | 32.2705 | 12.7351 | 37.7216 | 13.5085 | 42.7888 | 14.2754 | 47.9111 | 20.7286 | 53.1119 | 27.2128 | 60.6471 | 33.7282 | 68.5725 | 40.2868 | 75.4247 | 46.8747 | 79.5209 | 53.4974 | 83.3743 | 60.1359 | 86.3444 | 66.8359 | 89.2964 | 73.5594 | 91.902 | 80.3166 | 93.2167 | 87.1073 | 94.4841 | 93.9316 | 95.7028 | 100.7891 | 96.9454 | 107.6798 | 98.298 | 114.6035 | 99.5341 | 115.61 |  | 2.9254 | 2.3696 | 3.038 | 2.6817 | 3.176 | 3.0746 | 3.2398 | 3.4872 | 3.3123 | 3.9173 | 3.7089 | 4.3161 | 5.1247 | 4.6194 | 6.6192 | 5.1067 | 8.0612 | 5.6129 | 9.9721 | 6.1304 | 12.7435 | 6.6657 | 15.7373 | 7.2689 | 18.7153 | 7.6914 | 21.6494 | 8.1107 | 24.2933 | 8.5282 | 27.2884 | 8.942 | 33.0245 | 9.3576 | 39.3977 | 9.7687 | 45.314 | 10.1776 | 51.3407 | 10.5882 | 57.4408 | 10.9967 | 63.5948 | 11.4049 | 69.8406 | 11.8091 | 75.9394 | 12.2185 | 82.3879 | 12.6256 | 87.1125 | 13.0327 | 91.8896 | 13.4397 | 96.5875 | 13.8467 | 101.2112 | 14.2538 | 105.8373 | 14.661 | 110.0688 | 15.0684 | 112.6627 | 15.476 |  | 2.9254 | 2.3696 | 3.5469 | 2.6817 | 3.8752 | 3.1223 | 4.136 | 3.5851 | 4.4327 | 4.0668 | 5.0678 | 4.5297 | 6.4913 | 4.9223 | 7.997 | 5.467 | 9.47 | 6.0327 | 11.418 | 6.6112 | 14.9306 | 7.2098 | 20.7413 | 7.8685 | 26.5272 | 8.4337 | 32.2705 | 8.9971 | 37.7216 | 9.5601 | 42.7888 | 10.1203 | 47.9111 | 10.6839 | 53.1119 | 11.2439 | 60.6471 | 11.8025 | 68.5725 | 12.3643 | 75.4247 | 12.9249 | 79.5209 | 13.4862 | 83.3743 | 14.0439 | 86.3444 | 14.6089 | 89.2964 | 15.1723 | 91.902 | 15.7366 | 93.2167 | 16.3018 | 94.4841 | 16.868 | 95.7028 | 17.4353 | 96.9454 | 18.0036 | 98.298 | 18.5731 | 99.5341 | 19.1437 |  | 2.9254 | 2.3696 | 3.8651 | 2.6817 | 4.4827 | 3.448 | 4.9506 | 4.2324 | 5.4593 | 5.0285 | 6.323 | 5.8465 | 7.7915 | 6.6864 | 10.039 | 7.5472 | 14.3518 | 8.4299 | 19.1529 | 9.3333 | 24.8407 | 10.2595 | 30.7561 | 11.1772 | 36.6691 | 11.9588 | 42.5596 | 12.7351 | 48.1822 | 13.5085 | 57.1034 | 14.2754 | 77.1913 | 20.7286 | 98.2414 | 27.2128 | 118.7781 | 33.7282 | 138.8966 | 40.2868 | 158.4965 | 46.8747 | 176.9777 | 53.4974 | 193.8646 | 60.1359 | 209.6743 | 66.8359 | 225.4962 | 73.5594 | 241.3923 | 80.3166 | 257.3466 | 87.1073 | 273.2258 | 93.9316 | 289.0518 | 100.7891 | 304.8291 | 107.6798 | 320.8724 | 114.6035 | 322.343 | 115.61 |  | 2.9254 | 2.3696 | 3.8651 | 2.6817 | 4.4827 | 3.448 | 4.9506 | 4.2324 | 5.4593 | 5.0285 | 7.0202 | 5.8467 | 11.2762 | 6.6868 | 15.6132 | 7.5481 | 19.926 | 8.4315 | 24.7271 | 9.3359 | 34.1021 | 10.2632 | 54.7561 | 16.7529 | 75.3837 | 23.1602 | 95.9659 | 29.6089 | 116.2509 | 36.0988 | 136.1433 | 42.617 | 156.1352 | 49.1867 | 176.7787 | 55.775 | 197.3316 | 62.3893 | 217.5087 | 69.0526 | 235.7456 | 75.74 | 251.7371 | 82.462 | 267.7797 | 89.1902 | 283.7822 | 95.9931 | 299.8259 | 102.8138 | 322.5773 | 109.6677 | 323.6243 | 110.684 | 324.7713 | 111.6984 | 325.5651 | 112.711 | 326.8958 | 113.722 | 328.3991 | 114.7316 | 329.793 | 115.7398
Warbreck |  | 34.3099 | 4.7737 | 43.6949 | 5.353 | 48.4683 | 6.8274 | 53.1264 | 8.3067 | 58.4733 | 9.7886 | 66.0394 | 11.2793 | 80.2096 | 12.7897 | 95.2007 | 14.3259 | 109.8725 | 15.8691 | 129.229 | 17.4302 | 158.0311 | 19.0239 | 191.5933 | 20.5776 | 224.9507 | 21.8639 | 257.8899 | 23.1463 | 287.8397 | 24.4017 | 313.9866 | 25.6553 | 340.579 | 37.0591 | 367.8071 | 48.3933 | 393.5656 | 59.7027 | 417.4637 | 70.9834 | 439.0328 | 82.2671 | 455.4165 | 93.4677 | 481.1663 | 104.6137 | 515.0667 | 115.7755 | 549.0003 | 126.8845 | 578.7888 | 137.9603 | 593.2878 | 149.0034 | 607.3148 | 160.0145 | 620.8327 | 170.9939 | 634.754 | 181.9425 | 650.1514 | 192.8603 | 664.2204 | 193.7749 |  | 34.3099 | 4.7737 | 35.8024 | 5.353 | 37.6652 | 6.0881 | 39.1298 | 6.848 | 40.8943 | 7.6334 | 45.8995 | 8.3388 | 60.6153 | 8.8515 | 75.8224 | 9.7129 | 90.3401 | 10.5896 | 109.4049 | 11.4755 | 136.9842 | 12.3902 | 166.8603 | 13.416 | 196.3553 | 14.0981 | 225.55 | 14.7798 | 251.6937 | 15.4463 | 275.2653 | 16.1135 | 302.795 | 16.7751 | 330.4587 | 17.4195 | 357.1244 | 18.0652 | 382.6643 | 18.7077 | 404.0563 | 19.3535 | 415.907 | 19.9817 | 427.9322 | 20.6008 | 439.7105 | 21.2246 | 450.9615 | 21.8393 | 500.2583 | 22.4491 | 549.842 | 23.054 | 598.4321 | 23.6541 | 646.169 | 24.2497 | 694.123 | 24.841 | 737.9058 | 25.428 | 763.4398 | 26.0111 |  | 34.3099 | 4.7737 | 43.6949 | 5.353 | 48.4683 | 6.1825 | 53.1264 | 7.0362 | 58.4733 | 7.9165 | 66.0394 | 8.7388 | 80.2096 | 9.4154 | 95.2007 | 10.3774 | 109.8725 | 11.3564 | 129.229 | 12.3467 | 158.0311 | 13.3688 | 191.5933 | 14.4863 | 224.9507 | 15.4192 | 257.8899 | 16.3524 | 287.8397 | 17.2694 | 313.9866 | 18.1878 | 340.579 | 19.101 | 367.8071 | 19.9953 | 393.5656 | 20.8917 | 417.4637 | 21.7854 | 439.0328 | 22.6837 | 455.4165 | 23.5624 | 481.1663 | 24.4311 | 515.0667 | 25.306 | 549.0003 | 26.1711 | 578.7888 | 27.0308 | 593.2878 | 27.8854 | 607.3148 | 28.7351 | 620.8327 | 29.5799 | 634.754 | 30.42 | 650.1514 | 31.2557 | 664.2204 | 32.0869 |  | 34.3099 | 4.7737 | 48.4753 | 5.353 | 57.6089 | 6.8274 | 65.6487 | 8.3067 | 74.6777 | 9.7886 | 87.6578 | 11.2793 | 103.1394 | 12.7897 | 119.6548 | 14.3259 | 138.5528 | 15.8691 | 162.2714 | 17.4302 | 194.8163 | 19.0239 | 229.7041 | 20.5776 | 264.6418 | 21.8639 | 299.3692 | 23.1463 | 331.7142 | 24.4017 | 459.9595 | 25.6553 | 887.0301 | 37.0591 | 1324.3635 | 48.3933 | 1765.6438 | 59.7027 | 2205.5119 | 70.9834 | 2636.9373 | 82.2671 | 3049.3253 | 93.4677 | 3471.6484 | 104.6137 | 3878.7773 | 115.7755 | 4285.6855 | 126.8845 | 4693.3841 | 137.9603 | 5102.1578 | 149.0034 | 5509.0303 | 160.0145 | 5914.5596 | 170.9939 | 6318.8382 | 181.9425 | 6661.7502 | 192.8603 | 6682.2473 | 193.7749 |  | 34.3099 | 4.7737 | 48.4753 | 5.353 | 57.6089 | 6.8274 | 65.6487 | 8.3067 | 74.6777 | 9.7886 | 88.5427 | 11.2792 | 107.5626 | 12.7894 | 126.7302 | 14.3253 | 145.6282 | 15.868 | 169.3469 | 17.4285 | 301.7302 | 19.0214 | 735.7147 | 30.8236 | 1169.3297 | 42.3121 | 1602.3616 | 53.7696 | 2032.2776 | 65.1486 | 2458.2407 | 76.5125 | 2885.5834 | 87.8423 | 3325.3851 | 99.0729 | 3767.1234 | 110.3035 | 4210.151 | 121.5155 | 4653.0325 | 132.7552 | 5065.1243 | 143.881 | 5478.5542 | 154.9449 | 5890.8702 | 166.05 | 6303.7917 | 177.0936 | 6677.9747 | 188.1043 | 6695.588 | 189.0553 | 6714.5401 | 189.9984 | 6728.3475 | 190.9338 | 6749.6462 | 191.8618 | 6773.5651 | 192.7826 | 6795.3311 | 193.6965
Wardleworth |  | 36.7496 | 8.9594 | 56.8227 | 10.0953 | 64.9545 | 12.9401 | 72.9689 | 15.819 | 81.9406 | 18.7119 | 98.9308 | 21.6589 | 132.2405 | 24.6539 | 167.4202 | 27.6877 | 201.848 | 30.7731 | 247.4587 | 33.9173 | 317.4203 | 37.1178 | 403.8114 | 40.2437 | 489.5675 | 42.8536 | 574.4411 | 45.4443 | 652.9343 | 48.0199 | 722.3903 | 50.5937 | 793.2725 | 73.2142 | 866.3191 | 95.824 | 934.1217 | 118.428 | 999.2824 | 141.097 | 1056.7232 | 163.712 | 1098.9853 | 186.4078 | 1143.6103 | 209 | 1186.9331 | 231.6887 | 1230.37 | 254.3599 | 1270.7058 | 277.04 | 1299.1556 | 299.7295 | 1327.1836 | 322.429 | 1354.7553 | 345.1387 | 1382.5691 | 367.8596 | 1411.4571 | 390.5916 | 1439.2233 | 393.1033 |  | 36.7496 | 8.9594 | 38.1378 | 10.0953 | 39.8471 | 11.5387 | 40.9948 | 13.0392 | 42.3222 | 14.588 | 51.6166 | 16.0062 | 85.1936 | 17.0544 | 120.4457 | 18.7619 | 154.7271 | 20.5229 | 200.1018 | 22.3159 | 265.932 | 24.1586 | 336.8206 | 26.2197 | 407.1486 | 27.6131 | 476.5501 | 28.9972 | 539.5671 | 30.3745 | 597.2312 | 31.7534 | 667.3297 | 33.1165 | 739.2453 | 34.4667 | 808.8216 | 35.8077 | 877.2892 | 37.158 | 936.6866 | 38.4843 | 972.4083 | 39.8201 | 1008.6896 | 41.1253 | 1044.1017 | 42.4418 | 1081.1015 | 43.7467 | 1120.9466 | 45.0458 | 1160.8937 | 46.3388 | 1199.9333 | 47.6264 | 1238.0819 | 48.9087 | 1276.0477 | 50.1863 | 1310.504 | 51.4591 | 1331.0965 | 52.7276 |  | 36.7496 | 8.9594 | 56.8227 | 10.0953 | 64.9545 | 11.7177 | 72.9689 | 13.3995 | 81.9406 | 15.1333 | 98.9308 | 16.7805 | 132.2405 | 18.1495 | 167.4202 | 20.0564 | 201.848 | 22.0222 | 247.4587 | 24.0253 | 317.4203 | 26.0841 | 403.8114 | 28.3308 | 489.5675 | 30.2218 | 574.4411 | 32.1055 | 652.9343 | 33.9844 | 722.3903 | 35.8675 | 793.2725 | 37.7361 | 866.3191 | 39.5928 | 934.1217 | 41.4414 | 999.2824 | 43.3038 | 1056.7232 | 45.1408 | 1098.9853 | 46.9917 | 1143.6103 | 48.809 | 1186.9331 | 50.6422 | 1230.37 | 52.4641 | 1270.7058 | 54.281 | 1299.1556 | 56.0932 | 1327.1836 | 57.9011 | 1354.7553 | 59.7048 | 1382.5691 | 61.5046 | 1411.4571 | 63.3008 | 1439.2233 | 65.0934 |  | 36.7496 | 8.9594 | 67.2801 | 10.0953 | 83.2112 | 12.9401 | 97.9914 | 15.819 | 113.6068 | 18.7119 | 137.7647 | 21.6589 | 171.7791 | 24.6539 | 211.1927 | 27.6877 | 261.3351 | 30.7731 | 322.7465 | 33.9173 | 404.8739 | 37.1178 | 492.1651 | 40.2437 | 579.0592 | 42.8536 | 665.1544 | 45.4443 | 745.3481 | 48.0199 | 912.6634 | 50.5937 | 1368.4497 | 73.2142 | 1824.8873 | 95.824 | 2280.7599 | 118.428 | 2733.4025 | 141.097 | 3176.543 | 163.712 | 3597.9844 | 186.4078 | 4019.5227 | 209 | 4423.7683 | 231.6887 | 4827.1654 | 254.3599 | 5230.728 | 277.04 | 5634.6218 | 299.7295 | 6035.8768 | 322.429 | 6435.1495 | 345.1387 | 6832.5208 | 367.8596 | 7101.846 | 390.5916 | 7126.606 | 393.1033 |  | 36.7496 | 8.9594 | 67.2801 | 10.0953 | 83.2112 | 12.9401 | 97.9914 | 15.819 | 113.6068 | 18.7119 | 141.577 | 21.6589 | 190.8346 | 24.6539 | 241.6743 | 27.6878 | 291.8168 | 30.7732 | 353.2281 | 33.9174 | 531.8036 | 37.118 | 1004.7093 | 60.2919 | 1476.7691 | 82.949 | 1947.7024 | 105.5927 | 2412.0346 | 128.2377 | 2867.0373 | 150.929 | 3322.7512 | 173.5932 | 3779.6452 | 196.2366 | 4236.4267 | 218.8735 | 4692.0063 | 241.6248 | 5138.2233 | 264.2775 | 5548.2735 | 287.0551 | 5959.0449 | 309.6697 | 6368.2465 | 332.4255 | 6777.3934 | 355.1512 | 7017.0983 | 377.8856 | 7040.4057 | 380.4502 | 7064.0916 | 383.0032 | 7086.1535 | 385.545 | 7110.5455 | 388.0765 | 7135.6699 | 390.5979 | 7160.2516 | 393.1097
Warton |  | 21.2656 | 2.6117 | 33.5765 | 2.9433 | 38.3863 | 3.7779 | 42.9367 | 4.6283 | 48.0816 | 5.4906 | 58.028 | 6.3655 | 76.4668 | 7.2569 | 95.8927 | 8.1557 | 114.9884 | 9.0818 | 140.1933 | 10.0161 | 178.4734 | 10.9678 | 225.0443 | 11.9036 | 271.2809 | 12.6883 | 317.0482 | 13.4686 | 359.3576 | 14.2285 | 396.7959 | 14.9987 | 435.0707 | 21.7249 | 474.5863 | 28.426 | 508.7111 | 35.1212 | 542.8362 | 41.8632 | 574.5807 | 48.558 | 597.3392 | 55.2481 | 622.6071 | 61.924 | 650.4229 | 68.6438 | 678.3094 | 75.3409 | 703.6924 | 82.0364 | 719.8968 | 88.7306 | 735.7532 | 95.4236 | 751.227 | 102.1152 | 766.8569 | 108.8058 | 783.2895 | 115.4953 | 798.83 | 116.2031 |  | 21.2656 | 2.6117 | 22.0009 | 2.9433 | 22.8692 | 3.3687 | 23.288 | 3.814 | 23.831 | 4.2785 | 28.7441 | 4.701 | 47.0255 | 5.0159 | 66.3423 | 5.5214 | 85.2489 | 6.0506 | 110.2545 | 6.5829 | 146.4631 | 7.1305 | 185.4544 | 7.7465 | 224.0493 | 8.1662 | 262.1939 | 8.5837 | 296.8572 | 8.9891 | 328.4009 | 9.4018 | 364.3949 | 9.8144 | 399.9199 | 10.2116 | 438.1802 | 10.6057 | 476.4116 | 11.0106 | 508.6598 | 11.4001 | 525.2601 | 11.7868 | 541.8641 | 12.1692 | 557.7425 | 12.5583 | 572.5962 | 12.941 | 595.8735 | 13.3217 | 618.8024 | 13.7003 | 640.8994 | 14.077 | 662.1866 | 14.4519 | 683.2233 | 14.8252 | 702.1312 | 15.1967 | 712.6397 | 15.5668 |  | 21.2656 | 2.6117 | 33.5765 | 2.9433 | 38.3863 | 3.421 | 42.9367 | 3.9204 | 48.0816 | 4.4405 | 58.028 | 4.9317 | 76.4668 | 5.3423 | 95.8927 | 5.9078 | 114.9884 | 6.4992 | 140.1933 | 7.0949 | 178.4734 | 7.7075 | 225.0443 | 8.3799 | 271.2809 | 8.9482 | 317.0482 | 9.5153 | 359.3576 | 10.0697 | 396.7959 | 10.6331 | 435.0707 | 11.1975 | 474.5863 | 11.7451 | 508.7111 | 12.2899 | 542.8362 | 12.8482 | 574.5807 | 13.389 | 597.3392 | 13.9275 | 622.6071 | 14.4615 | 650.4229 | 15.0041 | 678.3094 | 15.5398 | 703.6924 | 16.0736 | 719.8968 | 16.6056 | 735.7532 | 17.136 | 751.227 | 17.6647 | 766.8569 | 18.1919 | 783.2895 | 18.7176 | 798.83 | 19.2419 |  | 21.2656 | 2.6117 | 39.9392 | 2.9433 | 49.37 | 3.7779 | 57.8946 | 4.6283 | 66.921 | 5.4906 | 80.6319 | 6.3655 | 99.447 | 7.2569 | 121.2402 | 8.1557 | 148.2634 | 9.0818 | 181.5235 | 10.0161 | 226.1546 | 10.9678 | 273.5576 | 11.9036 | 320.9499 | 12.6883 | 368.0733 | 13.4686 | 411.9956 | 14.2285 | 486.0257 | 14.9987 | 664.0752 | 21.7249 | 836.4748 | 28.426 | 1010.2037 | 35.1212 | 1182.9828 | 41.8632 | 1351.836 | 48.558 | 1511.727 | 55.2481 | 1669.5218 | 61.924 | 1821.1679 | 68.6438 | 1972.3096 | 75.3409 | 2123.2895 | 82.0364 | 2274.3326 | 88.7306 | 2424.0619 | 95.4236 | 2572.782 | 102.1152 | 2720.6132 | 108.8058 | 2808.1862 | 115.4953 | 2820.7672 | 116.2031 |  | 21.2656 | 2.6117 | 39.9392 | 2.9433 | 49.37 | 3.7779 | 57.8946 | 4.6283 | 66.921 | 5.4906 | 82.4772 | 6.3656 | 108.6633 | 7.2572 | 135.9733 | 8.1563 | 162.9964 | 9.0829 | 196.2566 | 10.0178 | 276.0707 | 10.9704 | 464.1837 | 17.8387 | 651.8398 | 24.5682 | 838.8922 | 31.3071 | 1022.3372 | 38.0135 | 1200.7389 | 44.7643 | 1378.8164 | 51.5362 | 1551.3971 | 58.2439 | 1724.8343 | 64.9454 | 1898.68 | 71.7309 | 2066.8687 | 78.4332 | 2221.0837 | 85.1306 | 2375.3909 | 91.809 | 2528.9777 | 98.5533 | 2682.3324 | 105.2641 | 2749.6023 | 111.9732 | 2761.9703 | 112.703 | 2774.3627 | 113.4282 | 2786.5771 | 114.1489 | 2799.0269 | 114.8655 | 2811.5337 | 115.5781 | 2824.0032 | 116.2867
Waterhead |  | 33.1167 | 5.1888 | 48.7918 | 5.855 | 55.4599 | 7.5154 | 62.1393 | 9.2016 | 69.676 | 10.9052 | 82.6267 | 12.6463 | 107.5095 | 14.4154 | 133.796 | 16.2189 | 159.5246 | 18.0511 | 193.5864 | 19.9223 | 245.4817 | 21.831 | 308.7216 | 23.7106 | 371.5071 | 25.2815 | 433.6173 | 26.8555 | 490.8572 | 28.4139 | 541.3348 | 29.9615 | 592.8093 | 43.4289 | 645.7886 | 56.9108 | 693.9241 | 70.4495 | 739.9757 | 83.9994 | 781.4223 | 97.618 | 812.3079 | 111.2342 | 847.4052 | 124.9109 | 884.2431 | 138.6175 | 921.2298 | 152.3589 | 955.1083 | 166.1355 | 977.2294 | 179.9476 | 998.9424 | 193.7951 | 1020.2057 | 207.678 | 1041.7171 | 221.5965 | 1064.3063 | 235.5503 | 1085.774 | 237.3249 |  | 33.1167 | 5.1888 | 34.46 | 5.855 | 36.1267 | 6.7015 | 37.4143 | 7.5831 | 38.9427 | 8.4988 | 46.394 | 9.3412 | 71.734 | 9.9659 | 98.1985 | 10.9828 | 123.8306 | 12.0294 | 157.6845 | 13.0974 | 206.7658 | 14.1972 | 259.6715 | 15.4348 | 312.0853 | 16.2762 | 363.8431 | 17.1208 | 410.6964 | 17.9567 | 453.349 | 18.7871 | 504.1831 | 19.6257 | 555.7335 | 20.451 | 606.3059 | 21.281 | 655.8778 | 22.1004 | 698.2389 | 22.9256 | 722.3971 | 23.739 | 746.9896 | 24.5555 | 771.0144 | 25.3684 | 795.8519 | 26.1788 | 832.5029 | 26.9873 | 868.9517 | 27.7938 | 904.2573 | 28.5985 | 938.4588 | 29.4016 | 972.2599 | 30.2033 | 1002.5362 | 31.0037 | 1019.6088 | 31.8029 |  | 33.1167 | 5.1888 | 48.7918 | 5.855 | 55.4599 | 6.8054 | 62.1393 | 7.7942 | 69.676 | 8.8196 | 82.6267 | 9.7979 | 107.5095 | 10.6122 | 133.796 | 11.7486 | 159.5246 | 12.9179 | 193.5864 | 14.1119 | 245.4817 | 15.3415 | 308.7216 | 16.6919 | 371.5071 | 17.8294 | 433.6173 | 18.9729 | 490.8572 | 20.1089 | 541.3348 | 21.2407 | 592.8093 | 22.3842 | 645.7886 | 23.5145 | 693.9241 | 24.6523 | 739.9757 | 25.7801 | 781.4223 | 26.9165 | 812.3079 | 28.0411 | 847.4052 | 29.1712 | 884.2431 | 30.2988 | 921.2298 | 31.4255 | 955.1083 | 32.5513 | 977.2294 | 33.6765 | 998.9424 | 34.8013 | 1020.2057 | 35.9258 | 1041.7171 | 37.05 | 1064.3063 | 38.1742 | 1085.774 | 39.2983 |  | 33.1167 | 5.1888 | 56.9388 | 5.855 | 69.9936 | 7.5154 | 82.0761 | 9.2016 | 95.0765 | 10.9052 | 114.6265 | 12.6463 | 140.4647 | 14.4154 | 169.7256 | 16.2189 | 206.0699 | 18.0511 | 250.838 | 19.9223 | 311.051 | 21.831 | 375.1354 | 23.7106 | 439.0005 | 25.2815 | 502.2876 | 26.8555 | 561.1495 | 28.4139 | 720.3765 | 29.9615 | 1201.027 | 43.4289 | 1687.144 | 56.9108 | 2175.4305 | 70.4495 | 2661.29 | 83.9994 | 3137.1314 | 97.618 | 3590.3948 | 111.2342 | 4048.6305 | 124.9109 | 4488.7146 | 138.6175 | 4927.6139 | 152.3589 | 5366.3989 | 166.1355 | 5805.3291 | 179.9476 | 6241.1515 | 193.7951 | 6674.5633 | 207.678 | 7105.7851 | 221.5965 | 7369.0513 | 235.5503 | 7385.1479 | 237.3249 |  | 33.1167 | 5.1888 | 56.9388 | 5.855 | 69.9936 | 7.5154 | 82.0761 | 9.2016 | 95.0765 | 10.9052 | 117.167 | 12.6465 | 153.1631 | 14.4159 | 190.0382 | 16.2198 | 226.3826 | 18.0528 | 271.1506 | 19.9249 | 438.8683 | 21.8348 | 932.7693 | 35.5301 | 1425.9485 | 48.9481 | 1918.1482 | 62.4182 | 2405.1936 | 75.9036 | 2885.1149 | 89.4107 | 3366.0381 | 103.0093 | 3854.2384 | 116.5922 | 4343.2364 | 130.2549 | 4832.5664 | 143.908 | 5316.4767 | 157.6526 | 5763.4499 | 171.3709 | 6211.0466 | 185.1636 | 6656.6744 | 198.9825 | 7102.0016 | 212.8352 | 7301.3181 | 226.7227 | 7316.9503 | 228.524 | 7332.7015 | 230.3198 | 7347.9186 | 232.1101 | 7363.8942 | 233.8956 | 7380.1056 | 235.6763 | 7396.1401 | 237.4525
Waterswallows |  | 7.8798 | 2.802 | 12.0426 | 3.1492 | 13.683 | 4.0305 | 15.3794 | 4.9119 | 17.2961 | 5.7988 | 20.8735 | 6.693 | 27.7298 | 7.6054 | 34.975 | 8.5225 | 42.075 | 9.4617 | 51.458 | 10.4176 | 67.5018 | 11.3781 | 91.9103 | 12.3182 | 116.1935 | 13.0982 | 140.3006 | 13.8846 | 163.1151 | 14.6515 | 184.1136 | 15.4083 | 205.4284 | 22.2683 | 227.2081 | 29.079 | 253.3411 | 35.8909 | 281.4514 | 42.6902 | 307.3932 | 49.4696 | 323.1421 | 56.2372 | 335.75 | 62.9757 | 345.6033 | 69.7131 | 355.5278 | 76.4315 | 364.7043 | 83.1358 | 370.7648 | 89.8267 | 376.6901 | 96.5047 | 382.4723 | 103.17 | 388.2914 | 109.8232 | 394.3677 | 116.4647 | 400.1302 | 117.0695 |  | 7.8798 | 2.802 | 8.1346 | 3.1492 | 8.4414 | 3.594 | 8.6993 | 4.051 | 9.008 | 4.5255 | 10.9427 | 4.9533 | 17.8138 | 5.2702 | 25.0397 | 5.7866 | 32.0774 | 6.3239 | 41.3859 | 6.8703 | 54.8776 | 7.4237 | 69.4179 | 8.0457 | 83.8457 | 8.4616 | 98.1047 | 8.8826 | 111.0822 | 9.2922 | 124.7186 | 9.6964 | 146.4923 | 10.0998 | 169.4594 | 10.488 | 193.2924 | 10.8819 | 217.8404 | 11.2738 | 241.2633 | 11.6615 | 261.3397 | 12.047 | 281.7586 | 12.4267 | 301.6356 | 12.8064 | 321.001 | 13.1824 | 330.5301 | 13.5558 | 340.2847 | 13.9266 | 349.9981 | 14.295 | 359.655 | 14.6611 | 369.4122 | 15.025 | 378.4164 | 15.3868 | 383.9686 | 15.7465 |  | 7.8798 | 2.802 | 12.0426 | 3.1492 | 13.683 | 3.6498 | 15.3794 | 4.1606 | 17.2961 | 4.6898 | 20.8735 | 5.1855 | 27.7298 | 5.5989 | 34.975 | 6.1735 | 42.075 | 6.7711 | 51.458 | 7.3793 | 67.5018 | 7.9958 | 91.9103 | 8.6718 | 116.1935 | 9.2373 | 140.3006 | 9.8092 | 163.1151 | 10.3691 | 184.1136 | 10.9234 | 205.4284 | 11.4775 | 227.2081 | 12.0149 | 253.3411 | 12.5593 | 281.4514 | 13.102 | 307.3932 | 13.6404 | 323.1421 | 14.1769 | 335.75 | 14.7071 | 345.6033 | 15.2378 | 355.5278 | 15.7647 | 364.7043 | 16.289 | 370.7648 | 16.8107 | 376.6901 | 17.3301 | 382.4723 | 17.8472 | 388.2914 | 18.362 | 394.3677 | 18.8747 | 400.1302 | 19.3854 |  | 7.8798 | 2.802 | 14.1974 | 3.1492 | 17.378 | 4.0305 | 20.4956 | 4.9119 | 23.8211 | 5.7988 | 28.9099 | 6.693 | 35.9768 | 7.6054 | 45.8489 | 8.5225 | 62.9075 | 9.4617 | 82.2844 | 10.4176 | 105.9054 | 11.3781 | 130.5912 | 12.3182 | 155.2473 | 13.0982 | 179.7735 | 13.8846 | 203.1118 | 14.6515 | 245.0138 | 15.4083 | 348.282 | 22.2683 | 452.9184 | 29.079 | 557.1969 | 35.8909 | 660.5941 | 42.6902 | 761.5128 | 49.4696 | 856.9957 | 56.2372 | 946.7407 | 62.9757 | 1032.4847 | 69.7131 | 1118.1017 | 76.4315 | 1203.8578 | 83.1358 | 1289.7475 | 89.8267 | 1375.067 | 96.5047 | 1459.9728 | 103.17 | 1544.4889 | 109.8232 | 1610.1659 | 116.4647 | 1615.5746 | 117.0695 |  | 7.8798 | 2.802 | 14.1974 | 3.1492 | 17.378 | 4.0305 | 20.4956 | 4.9119 | 23.8211 | 5.7988 | 31.3596 | 6.6928 | 48.2128 | 7.6047 | 65.4098 | 8.5211 | 82.4684 | 9.4593 | 101.8453 | 10.4138 | 145.923 | 11.3726 | 252.4087 | 18.4433 | 358.7329 | 25.3349 | 464.8338 | 32.2348 | 569.5895 | 39.0907 | 672.4646 | 45.9189 | 775.6227 | 52.7417 | 879.7017 | 59.4822 | 983.6856 | 66.2521 | 1087.6337 | 73.014 | 1183.9645 | 79.7539 | 1270.9673 | 86.4851 | 1358.1284 | 93.1806 | 1444.9631 | 99.8828 | 1531.8376 | 106.5643 | 1600.6868 | 113.2323 | 1605.4064 | 113.849 | 1610.2689 | 114.4628 | 1614.3948 | 115.0736 | 1619.5414 | 115.6818 | 1624.9862 | 116.2873 | 1630.2105 | 116.8902
Weaste |  | 28.3907 | 6.1401 | 40.67 | 6.9554 | 45.7408 | 8.9587 | 50.772 | 10.9854 | 56.415 | 13.0382 | 68.4555 | 15.1377 | 94.4862 | 17.2843 | 121.9814 | 19.4735 | 148.8817 | 21.7136 | 184.5315 | 24.0103 | 237.7595 | 26.3527 | 299.4391 | 28.6687 | 360.6175 | 30.6313 | 421.1143 | 32.593 | 476.6753 | 34.5444 | 525.2197 | 36.4899 | 574.9506 | 52.9643 | 626.4534 | 69.53 | 675.252 | 86.1607 | 716.6591 | 102.8821 | 747.0865 | 119.6902 | 773.6721 | 136.5865 | 804.6693 | 153.5478 | 838.2418 | 170.6244 | 871.7728 | 187.7799 | 902.8964 | 205.024 | 924.7689 | 222.3573 | 946.2877 | 239.7801 | 967.4385 | 257.2926 | 988.7467 | 274.8953 | 1010.8383 | 292.5882 | 1032.072 | 295.1794 |  | 28.3907 | 6.1401 | 29.3517 | 6.9554 | 30.5148 | 7.9885 | 31.3234 | 9.0592 | 32.2322 | 10.1735 | 39.3456 | 11.2003 | 65.456 | 11.9739 | 92.9313 | 13.2178 | 119.6546 | 14.5076 | 155.0618 | 15.8285 | 206.4203 | 17.1871 | 261.6663 | 18.7175 | 316.6333 | 19.7799 | 370.7632 | 20.8425 | 419.9803 | 21.8992 | 463.5969 | 22.9532 | 515.6768 | 24.0115 | 571.7415 | 25.0665 | 616.0466 | 26.1117 | 657.278 | 27.1571 | 692.9536 | 28.2018 | 714.38 | 29.2459 | 736.0634 | 30.2851 | 757.3725 | 31.3296 | 778.9585 | 32.3721 | 815.995 | 33.415 | 853.5134 | 34.4581 | 890.5984 | 35.5017 | 927.2568 | 36.5461 | 964.0152 | 37.5914 | 998.0712 | 38.6377 | 1020.6493 | 39.6853 |  | 28.3907 | 6.1401 | 40.67 | 6.9554 | 45.7408 | 8.1124 | 50.772 | 9.3052 | 56.415 | 10.5447 | 68.4555 | 11.7281 | 94.4862 | 12.7242 | 121.9814 | 14.1062 | 148.8817 | 15.5389 | 184.5315 | 17.0077 | 237.7595 | 18.5191 | 299.4391 | 20.1822 | 360.6175 | 21.6022 | 421.1143 | 23.0263 | 476.6753 | 24.4476 | 525.2197 | 25.8689 | 574.9506 | 27.2989 | 626.4534 | 28.7286 | 675.252 | 30.1501 | 716.6591 | 31.5753 | 747.0865 | 33.0025 | 773.6721 | 34.4322 | 804.6693 | 35.859 | 838.2418 | 37.2948 | 871.7728 | 38.7314 | 902.8964 | 40.1708 | 924.7689 | 41.6133 | 946.2877 | 43.0592 | 967.4385 | 44.5085 | 988.7467 | 45.9614 | 1010.8383 | 47.418 | 1032.072 | 48.8784 |  | 28.3907 | 6.1401 | 47.099 | 6.9554 | 56.925 | 8.9587 | 66.2259 | 10.9854 | 76.0744 | 13.0382 | 92.447 | 15.1377 | 118.8801 | 17.2843 | 148.222 | 19.4735 | 181.5587 | 21.7136 | 223.7406 | 24.0103 | 282.1307 | 26.3527 | 344.5637 | 28.6687 | 406.679 | 30.6313 | 468.2313 | 32.593 | 525.0827 | 34.5444 | 613.8966 | 36.4899 | 820.2021 | 52.9643 | 1026.9772 | 69.53 | 1225.8262 | 86.1607 | 1420.2219 | 102.8821 | 1610.5023 | 119.6902 | 1791.6094 | 136.5865 | 1973.3681 | 153.5478 | 2148.2913 | 170.6244 | 2323.174 | 187.7799 | 2498.5849 | 205.024 | 2674.4338 | 222.3573 | 2849.3784 | 239.7801 | 3023.6863 | 257.2926 | 3197.3709 | 274.8953 | 3354.8869 | 292.5882 | 3377.2419 | 295.1794 |  | 28.3907 | 6.1401 | 47.099 | 6.9554 | 56.925 | 8.9587 | 66.2259 | 10.9854 | 76.0744 | 13.0382 | 93.9582 | 15.1373 | 126.4337 | 17.283 | 160.305 | 19.4708 | 193.6418 | 21.7089 | 235.8236 | 24.003 | 333.2696 | 26.342 | 551.841 | 42.9283 | 769.8737 | 59.2546 | 987.1662 | 75.6789 | 1199.4556 | 92.1796 | 1404.6343 | 108.7633 | 1610.417 | 125.4662 | 1815.0709 | 142.2527 | 2016.5152 | 159.0778 | 2211.9879 | 175.9973 | 2403.6034 | 193.0031 | 2580.2524 | 210.0973 | 2757.5932 | 227.2451 | 2934.5479 | 244.5218 | 3111.7775 | 261.873 | 3307.6921 | 279.3128 | 3327.172 | 281.8906 | 3347.3286 | 284.4696 | 3364.919 | 287.0501 | 3386.3293 | 289.6323 | 3408.9475 | 292.2163 | 3430.7665 | 294.8022
Werneth |  | 32.6859 | 6.8319 | 47.1129 | 7.7091 | 53.4548 | 9.8953 | 59.3663 | 12.1154 | 66.0218 | 14.3585 | 77.7309 | 16.651 | 100.259 | 18.9803 | 124.058 | 21.3549 | 147.348 | 23.7673 | 178.182 | 26.231 | 223.9154 | 28.7442 | 276.1837 | 31.219 | 328.045 | 33.2873 | 379.2787 | 35.3597 | 426.0283 | 37.4116 | 466.617 | 39.4493 | 508.0489 | 57.1814 | 550.7574 | 74.9325 | 585.6428 | 92.7584 | 617.0638 | 110.5992 | 644.6572 | 128.5303 | 667.4349 | 146.4584 | 696.665 | 164.466 | 731.0716 | 182.513 | 765.5637 | 200.6058 | 797.0169 | 218.7451 | 817.1314 | 236.931 | 836.8787 | 255.1636 | 856.2227 | 273.4427 | 875.838 | 291.7687 | 896.5213 | 310.1412 | 916.1619 | 312.4778 |  | 32.6859 | 6.8319 | 34.0707 | 7.7091 | 35.8077 | 8.8236 | 36.8665 | 9.9845 | 38.1159 | 11.19 | 44.7155 | 12.2992 | 67.5696 | 13.1218 | 91.4902 | 14.4607 | 114.6803 | 15.8387 | 145.3286 | 17.2449 | 189.7767 | 18.6929 | 237.6927 | 20.3225 | 285.1409 | 21.4303 | 331.9963 | 22.5424 | 374.3331 | 23.643 | 411.5986 | 24.7364 | 452.0882 | 25.8406 | 492.4509 | 26.9272 | 531.6415 | 28.02 | 569.336 | 29.0988 | 599.9192 | 30.1854 | 612.7613 | 31.2564 | 625.7162 | 32.3314 | 638.3063 | 33.4017 | 650.7056 | 34.4688 | 687.0356 | 35.5333 | 723.1557 | 36.5951 | 758.1501 | 37.6547 | 792.0584 | 38.7121 | 825.5997 | 39.7677 | 855.6602 | 40.8215 | 872.5629 | 41.8738 |  | 32.6859 | 6.8319 | 47.1129 | 7.7091 | 53.4548 | 8.9605 | 59.3663 | 10.2624 | 66.0218 | 11.6125 | 77.7309 | 12.9006 | 100.259 | 13.9727 | 124.058 | 15.4691 | 147.348 | 17.0086 | 178.182 | 18.5807 | 223.9154 | 20.1997 | 276.1837 | 21.9776 | 328.045 | 23.4753 | 379.2787 | 24.981 | 426.0283 | 26.4767 | 466.617 | 27.9669 | 508.0489 | 29.4725 | 550.7574 | 30.9608 | 585.6428 | 32.4588 | 617.0638 | 33.9438 | 644.6572 | 35.44 | 667.4349 | 36.9208 | 696.665 | 38.4087 | 731.0716 | 39.8934 | 765.5637 | 41.3768 | 797.0169 | 42.8592 | 817.1314 | 44.3407 | 836.8787 | 45.8218 | 856.2227 | 47.3023 | 875.838 | 48.7825 | 896.5213 | 50.2627 | 916.1619 | 51.7428 |  | 32.6859 | 6.8319 | 54.6274 | 7.7091 | 67.085 | 9.8953 | 77.8338 | 12.1154 | 89.3414 | 14.3585 | 106.7399 | 16.651 | 130.0397 | 18.9803 | 155.281 | 21.3549 | 183.2128 | 23.7673 | 218.7866 | 26.231 | 268.3296 | 28.7442 | 321.3776 | 31.219 | 374.2613 | 33.2873 | 426.6524 | 35.3597 | 474.9376 | 37.4116 | 613.8354 | 39.4493 | 1042.7487 | 57.1814 | 1475.4278 | 74.9325 | 1911.2381 | 92.7584 | 2345.2259 | 110.5992 | 2770.6119 | 128.5303 | 3176.0198 | 146.4584 | 3589.6571 | 164.466 | 3987.9327 | 182.513 | 4385.2621 | 200.6058 | 4782.6497 | 218.7451 | 5180.3205 | 236.931 | 5575.3103 | 255.1636 | 5968.2316 | 273.4427 | 6359.3524 | 291.7687 | 6610.9881 | 310.1412 | 6627.4722 | 312.4778 |  | 32.6859 | 6.8319 | 54.6274 | 7.7091 | 67.085 | 9.8953 | 77.8338 | 12.1154 | 89.3414 | 14.3585 | 107.7931 | 16.6512 | 135.3041 | 18.9809 | 163.7019 | 21.3561 | 191.6337 | 23.7695 | 227.2076 | 26.2344 | 373.8481 | 28.7491 | 815.1147 | 46.7813 | 1255.7536 | 64.4483 | 1695.5142 | 82.184 | 2130.5514 | 99.9398 | 2559.1226 | 117.724 | 2988.4041 | 135.6289 | 3423.5113 | 153.5131 | 3860.2632 | 171.5023 | 4297.4657 | 189.4789 | 4733.4936 | 207.5759 | 5137.8921 | 225.6384 | 5542.8765 | 243.7987 | 5946.1941 | 261.9936 | 6349.364 | 280.233 | 6555.3273 | 298.5182 | 6571.0698 | 300.89 | 6587.099 | 303.2544 | 6601.9793 | 305.6116 | 6618.5207 | 307.9625 | 6635.6253 | 310.3071 | 6652.277 | 312.6458
Wesley Place Bacup |  | 32.6104 | 9.1323 | 55.3868 | 10.2963 | 64.1644 | 13.2055 | 73.346 | 16.1109 | 83.61 | 19.0664 | 102.0916 | 22.0508 | 136.7364 | 25.0809 | 173.3121 | 28.1213 | 209.1261 | 31.2491 | 256.5745 | 34.3896 | 327.1664 | 37.6313 | 408.2318 | 40.7605 | 488.6369 | 43.3627 | 568.1573 | 45.9417 | 641.1547 | 48.5019 | 704.7851 | 51.0344 | 769.9574 | 73.6883 | 837.4737 | 96.3645 | 887.1043 | 118.9997 | 933.0609 | 141.6042 | 975.8826 | 164.1735 | 1010.5628 | 186.7108 | 1049.4688 | 209.1849 | 1091.679 | 231.6656 | 1134.1724 | 254.1039 | 1174.0928 | 276.514 | 1203.7334 | 298.8974 | 1233.003 | 321.2554 | 1261.86 | 343.5889 | 1290.9196 | 365.8995 | 1320.9281 | 388.1878 | 1349.9227 | 390.3639 |  | 32.6104 | 9.1323 | 33.7995 | 10.2963 | 35.2564 | 11.7754 | 36.527 | 13.2853 | 38.0198 | 14.8757 | 47.8637 | 16.313 | 82.9128 | 17.3722 | 119.6368 | 19.0839 | 155.394 | 20.8741 | 202.6873 | 22.6658 | 271.2902 | 24.5371 | 345.144 | 26.6056 | 418.339 | 27.994 | 490.6373 | 29.3711 | 556.3958 | 30.7395 | 614.2119 | 32.0936 | 674.6943 | 33.3978 | 733.7903 | 34.7314 | 794.6321 | 36.054 | 854.1244 | 37.3682 | 901.5986 | 38.6725 | 918.439 | 39.9675 | 935.5721 | 41.2473 | 952.2047 | 42.5259 | 968.5958 | 43.7937 | 998.5745 | 45.0539 | 1028.6221 | 46.3064 | 1057.995 | 47.5517 | 1086.6699 | 48.7901 | 1115.2364 | 50.0222 | 1141.0564 | 51.2479 | 1155.8571 | 52.4679 |  | 32.6104 | 9.1323 | 55.3868 | 10.2963 | 64.1644 | 11.958 | 73.346 | 13.6468 | 83.61 | 15.42 | 102.0916 | 17.0841 | 136.7364 | 18.4638 | 173.3121 | 20.3705 | 209.1261 | 22.3628 | 256.5745 | 24.3599 | 327.1664 | 26.445 | 408.2318 | 28.6946 | 488.6369 | 30.5808 | 568.1573 | 32.4569 | 641.1547 | 34.3255 | 704.7851 | 36.1799 | 769.9574 | 37.9805 | 837.4737 | 39.8161 | 887.1043 | 41.6414 | 933.0609 | 43.4595 | 975.8826 | 45.268 | 1010.5628 | 47.0681 | 1049.4688 | 48.8522 | 1091.679 | 50.6371 | 1134.1724 | 52.4113 | 1174.0928 | 54.178 | 1203.7334 | 55.9375 | 1233.003 | 57.6904 | 1261.86 | 59.4367 | 1290.9196 | 61.1769 | 1320.9281 | 62.9112 | 1349.9227 | 64.6398 |  | 32.6104 | 9.1323 | 67.2332 | 10.2963 | 84.4954 | 13.2055 | 101.4099 | 16.1109 | 119.2769 | 19.0664 | 146.1397 | 22.0508 | 181.6224 | 25.0809 | 220.3747 | 28.1213 | 263.6151 | 31.2491 | 318.5803 | 34.3896 | 395.0716 | 37.6313 | 476.9222 | 40.7605 | 558.376 | 43.3627 | 639.0497 | 45.9417 | 713.6356 | 48.5019 | 886.9863 | 51.0344 | 1384.042 | 73.6883 | 1877.0781 | 96.3645 | 2373.2049 | 118.9997 | 2867.759 | 141.6042 | 3352.3222 | 164.1735 | 3814.0072 | 186.7108 | 4282.8992 | 209.1849 | 4734.556 | 231.6656 | 5185.0699 | 254.1039 | 5635.5581 | 276.514 | 6086.2547 | 298.8974 | 6533.8282 | 321.2554 | 6979.0022 | 343.5889 | 7422.0095 | 365.8995 | 7705.067 | 388.1878 | 7729.024 | 390.3639 |  | 32.6104 | 9.1323 | 67.2332 | 10.2963 | 84.4954 | 13.2055 | 101.4099 | 16.1109 | 119.2769 | 19.0664 | 147.888 | 22.0503 | 190.3581 | 25.0793 | 234.3441 | 28.1179 | 277.5844 | 31.2431 | 332.5496 | 34.3804 | 517.5642 | 37.6179 | 1033.3337 | 61.0383 | 1548.179 | 83.889 | 2061.8411 | 106.6826 | 2568.693 | 129.4361 | 3065.8317 | 152.1301 | 3563.4267 | 174.5777 | 4059.4948 | 197.1764 | 4556.197 | 219.7342 | 5054.3959 | 242.2681 | 5549.0376 | 264.7675 | 6007.4843 | 287.2364 | 6466.6685 | 309.6281 | 6923.9808 | 332.0462 | 7381.0455 | 354.417 | 7604.2328 | 376.7611 | 7627.5093 | 378.9788 | 7650.9535 | 381.1865 | 7673.5967 | 383.3845 | 7697.3611 | 385.5735 | 7721.4666 | 387.7535 | 7745.3107 | 389.9249
West Didsbury |  | 87.1848 | 8.0773 | 115.0808 | 9.1413 | 128.0135 | 11.7535 | 139.2706 | 14.4273 | 151.9594 | 17.141 | 179.1197 | 19.9294 | 238.7753 | 22.7922 | 301.808 | 25.7265 | 363.4862 | 28.7354 | 445.1304 | 31.815 | 566.6134 | 34.9723 | 706.6819 | 38.1004 | 845.6575 | 40.7646 | 982.9891 | 43.411 | 1108.603 | 46.0471 | 1218.0899 | 48.6615 | 1330.0272 | 70.6588 | 1445.5898 | 92.7619 | 1561.3929 | 114.9714 | 1658.9774 | 137.328 | 1728.5711 | 159.7844 | 1789.9548 | 182.3596 | 1868.7678 | 204.9886 | 1960.7414 | 227.8275 | 2052.5118 | 250.7463 | 2135.8052 | 273.7799 | 2187.8737 | 296.9279 | 2238.7979 | 320.1901 | 2288.5126 | 343.5657 | 2338.8192 | 367.0545 | 2391.8263 | 390.6558 | 2441.9455 | 394.0866 |  | 87.1848 | 8.0773 | 90.5373 | 9.1413 | 94.6726 | 10.4806 | 96.7415 | 11.8871 | 99.0957 | 13.3531 | 115.519 | 14.7126 | 175.2593 | 15.7464 | 238.1939 | 17.4075 | 299.3479 | 19.1332 | 380.3232 | 20.897 | 497.7054 | 22.7217 | 624.0621 | 24.7781 | 749.6487 | 26.2182 | 873.3398 | 27.6474 | 985.3091 | 29.0707 | 1084.6314 | 30.4813 | 1205.3147 | 31.8977 | 1336.023 | 33.2992 | 1437.2196 | 34.6931 | 1530.5329 | 36.0928 | 1612.094 | 37.4853 | 1664.1227 | 38.8765 | 1716.4049 | 40.2543 | 1767.528 | 41.6499 | 1818.1687 | 43.0377 | 1936.9481 | 44.4254 | 2056.2814 | 45.8128 | 2173.2554 | 47.2001 | 2287.8466 | 48.5877 | 2401.9397 | 49.9758 | 2506.1878 | 51.3645 | 2571.5797 | 52.7541 |  | 87.1848 | 8.0773 | 115.0808 | 9.1413 | 128.0135 | 10.6432 | 139.2706 | 12.2206 | 151.9594 | 13.8628 | 179.1197 | 15.4406 | 238.7753 | 16.779 | 301.808 | 18.6358 | 363.4862 | 20.5639 | 445.1304 | 22.5361 | 566.6134 | 24.5764 | 706.6819 | 26.822 | 845.6575 | 28.7486 | 982.9891 | 30.6691 | 1108.603 | 32.5882 | 1218.0899 | 34.4977 | 1330.0272 | 36.419 | 1445.5898 | 38.3276 | 1561.3929 | 40.2318 | 1658.9774 | 42.1471 | 1728.5711 | 44.0578 | 1789.9548 | 45.9712 | 1868.7678 | 47.8722 | 1960.7414 | 49.7982 | 2052.5118 | 51.7188 | 2135.8052 | 53.6422 | 2187.8737 | 55.569 | 2238.7979 | 57.4991 | 2288.5126 | 59.4327 | 2338.8192 | 61.37 | 2391.8263 | 63.3112 | 2441.9455 | 65.2563 |  | 87.1848 | 8.0773 | 129.6619 | 9.1413 | 154.659 | 11.7535 | 175.3449 | 14.4273 | 197.441 | 17.141 | 234.4916 | 19.9294 | 295.3501 | 22.7922 | 362.6687 | 25.7265 | 438.5192 | 28.7354 | 534.644 | 31.815 | 667.6585 | 34.9723 | 809.8962 | 38.1004 | 951.8619 | 40.7646 | 1092.5688 | 43.411 | 1222.343 | 46.0471 | 1471.8217 | 48.6615 | 2130.0544 | 70.6588 | 2799.5869 | 92.7619 | 3453.9894 | 114.9714 | 4096.9614 | 137.328 | 4726.6266 | 159.7844 | 5325.4874 | 182.3596 | 5931.4683 | 204.9886 | 6514.5085 | 227.8275 | 7096.6212 | 250.7463 | 7679.6025 | 273.7799 | 8263.4236 | 296.9279 | 8843.311 | 320.1901 | 9420.4103 | 343.5657 | 9994.9175 | 367.0545 | 10419.7452 | 390.6558 | 10467.7229 | 394.0866 |  | 87.1848 | 8.0773 | 129.6619 | 9.1413 | 154.659 | 11.7535 | 175.3449 | 14.4273 | 197.441 | 17.141 | 237.7121 | 19.9299 | 311.447 | 22.7937 | 388.4177 | 25.7297 | 464.2681 | 28.7409 | 560.3929 | 31.8237 | 829.7103 | 34.9849 | 1516.9384 | 57.1065 | 2202.9153 | 78.9476 | 2886.9101 | 100.9295 | 3558.8421 | 123.052 | 4214.1708 | 145.2711 | 4871.3689 | 167.6655 | 5537.139 | 190.1235 | 6198.3516 | 212.6701 | 6845.3701 | 235.3837 | 7485.2985 | 258.1795 | 8076.3395 | 281.0929 | 8668.6058 | 304.0277 | 9258.7888 | 327.2172 | 9849.1359 | 350.4675 | 10299.233 | 373.8308 | 10341.9629 | 377.2952 | 10385.9654 | 380.753 | 10425.2224 | 384.2047 | 10471.5697 | 387.6511 | 10520.1823 | 391.0924 | 10567.2889 | 394.5291
Westgate |  | 64.551 | 14.9438 | 98.0422 | 16.8007 | 111.2953 | 21.4719 | 125.8272 | 26.1813 | 142.2075 | 30.9192 | 172.2078 | 35.7819 | 232.0041 | 40.7229 | 295.1827 | 45.7477 | 357.0283 | 50.8964 | 438.8976 | 56.0762 | 566.379 | 61.3462 | 729.4395 | 66.4741 | 891.3978 | 70.7933 | 1051.8466 | 74.9799 | 1201.09 | 79.078 | 1334.3818 | 83.0646 | 1470.4572 | 119.8935 | 1610.6908 | 156.6229 | 1751.3638 | 193.0738 | 1888.0808 | 229.3446 | 2007.5658 | 265.6094 | 2092.4601 | 301.5339 | 2180.2551 | 337.4562 | 2263.0656 | 373.0676 | 2346.1781 | 408.5755 | 2422.8968 | 443.9255 | 2474.7974 | 479.1198 | 2525.6961 | 514.1606 | 2575.5248 | 549.0494 | 2625.7335 | 583.7885 | 2678.0494 | 618.3792 | 2727.939 | 620.8688 |  | 64.551 | 14.9438 | 66.7396 | 16.8007 | 69.3533 | 19.1465 | 72.0737 | 21.5832 | 75.2643 | 24.1104 | 92.7022 | 26.4516 | 153.2703 | 28.181 | 216.6781 | 31.0135 | 278.1962 | 33.9597 | 359.5034 | 36.9143 | 477.3357 | 39.9495 | 604.264 | 43.3333 | 730.3041 | 45.642 | 854.6909 | 47.8708 | 967.8633 | 50.0491 | 1073.8416 | 52.1634 | 1211.6478 | 54.2629 | 1356.0985 | 56.3692 | 1491.0771 | 58.4128 | 1624.0921 | 60.4348 | 1743.1931 | 62.4758 | 1825.9262 | 64.4526 | 1910.2643 | 66.4428 | 1992.8691 | 68.3824 | 2079.2837 | 70.3132 | 2164.1298 | 72.2253 | 2250.2235 | 74.1186 | 2335.3322 | 75.9941 | 2419.4319 | 77.8521 | 2503.9272 | 79.6937 | 2581.6607 | 81.519 | 2630.1721 | 83.3289 |  | 64.551 | 14.9438 | 98.0422 | 16.8007 | 111.2953 | 19.4435 | 125.8272 | 22.1769 | 142.2075 | 25.0061 | 172.2078 | 27.7225 | 232.0041 | 29.979 | 295.1827 | 33.1387 | 357.0283 | 36.4231 | 438.8976 | 39.7215 | 566.379 | 43.1104 | 729.4395 | 46.7965 | 891.3978 | 49.9258 | 1051.8466 | 52.9719 | 1201.09 | 55.9646 | 1334.3818 | 58.8872 | 1470.4572 | 61.7955 | 1610.6908 | 64.7139 | 1751.3638 | 67.5621 | 1888.0808 | 70.3877 | 2007.5658 | 73.2372 | 2092.4601 | 76.0139 | 2180.2551 | 78.8082 | 2263.0656 | 81.5445 | 2346.1781 | 84.2726 | 2422.8968 | 86.9792 | 2474.7974 | 89.6655 | 2525.6961 | 92.3319 | 2575.5248 | 94.9789 | 2625.7335 | 97.607 | 2678.0494 | 100.2169 | 2727.939 | 102.8088 |  | 64.551 | 14.9438 | 115.3725 | 16.8007 | 140.9698 | 21.4719 | 167.3876 | 26.1813 | 195.7044 | 30.9192 | 239.4905 | 35.7819 | 301.1855 | 40.7229 | 374.3049 | 45.7477 | 472.7725 | 50.8964 | 591.4888 | 56.0762 | 747.2406 | 61.3462 | 912.2988 | 66.4741 | 1076.9484 | 70.7933 | 1240.3368 | 74.9799 | 1393.4063 | 79.078 | 1692.7901 | 83.0646 | 2480.058 | 119.8935 | 3273.7237 | 156.6229 | 4059.2391 | 193.0738 | 4836.865 | 229.3446 | 5597.4616 | 265.6094 | 6321.234 | 301.5339 | 7038.5381 | 337.4562 | 7725.0317 | 373.0676 | 8410.3201 | 408.5755 | 9096.3108 | 443.9255 | 9783.1559 | 479.1198 | 10465.5022 | 514.1606 | 11144.6405 | 549.0494 | 11820.69 | 583.7885 | 12317.7119 | 618.3792 | 12365.4223 | 620.8688 |  | 64.551 | 14.9438 | 115.3725 | 16.8007 | 140.9698 | 21.4719 | 167.3876 | 26.1813 | 195.7044 | 30.9192 | 248.36 | 35.7817 | 345.517 | 40.7222 | 445.2169 | 45.7461 | 543.6845 | 50.8936 | 662.4008 | 56.0718 | 980.9897 | 61.34 | 1797.1155 | 99.576 | 2611.8592 | 137.0082 | 3424.6616 | 174.1887 | 4225.8394 | 211.1357 | 5010.5823 | 247.74 | 5797.5002 | 284.2037 | 6589.78 | 320.6653 | 7377.5247 | 356.7364 | 8160.1387 | 392.6382 | 8919.5664 | 428.6464 | 9615.2998 | 464.2047 | 10312.8614 | 499.849 | 11007.9676 | 535.11 | 11703.1971 | 570.296 | 12186.2568 | 605.3257 | 12230.2362 | 607.9554 | 12275.2486 | 610.555 | 12315.7547 | 613.125 | 12362.6882 | 615.6671 | 12411.6569 | 618.1816 | 12459.0725 | 620.6694
Westhoughton |  | 58.7194 | 10.4641 | 86.0586 | 11.7961 | 97.6114 | 15.1169 | 109.2037 | 18.4347 | 122.2926 | 21.7654 | 144.6152 | 25.15 | 186.7198 | 28.5727 | 231.191 | 32.0457 | 274.7552 | 35.5718 | 332.3824 | 39.1479 | 421.5689 | 42.7821 | 534.3476 | 46.3444 | 646.3866 | 49.2927 | 757.3078 | 52.2152 | 860.0426 | 55.1157 | 951.4569 | 57.9854 | 1044.6038 | 83.828 | 1140.3328 | 109.6127 | 1231.9722 | 135.3903 | 1323.4934 | 161.0933 | 1407.9026 | 186.816 | 1466.825 | 212.45 | 1532.8409 | 238.0877 | 1600.9587 | 263.6977 | 1669.3863 | 289.2809 | 1731.5976 | 314.8425 | 1770.0351 | 340.3846 | 1807.6552 | 365.9091 | 1844.3839 | 391.4177 | 1881.6352 | 416.9124 | 1921.0976 | 442.3943 | 1958.3535 | 444.964 |  | 58.7194 | 10.4641 | 61.0437 | 11.7961 | 63.9093 | 13.4797 | 66.1289 | 15.2068 | 68.7818 | 16.9927 | 81.4299 | 18.6226 | 124.1729 | 19.8127 | 168.8577 | 21.7747 | 212.2113 | 23.7948 | 269.4411 | 25.8404 | 352.3627 | 27.939 | 441.747 | 30.2988 | 530.2281 | 31.8744 | 617.675 | 33.4376 | 696.8707 | 34.9904 | 770.6254 | 36.5276 | 862.4247 | 38.0596 | 955.3899 | 39.5758 | 1050.3907 | 41.0928 | 1144.9848 | 42.5871 | 1227.5581 | 44.0852 | 1279.5646 | 45.5593 | 1332.4279 | 47.0314 | 1383.8368 | 48.4938 | 1436.8995 | 49.947 | 1509.3764 | 51.3923 | 1582.2714 | 52.8297 | 1653.7897 | 54.2597 | 1723.9707 | 55.6828 | 1794.3254 | 57.0994 | 1858.4741 | 58.5098 | 1896.0236 | 59.9144 |  | 58.7194 | 10.4641 | 86.0586 | 11.7961 | 97.6114 | 13.6888 | 109.2037 | 15.6152 | 122.2926 | 17.6029 | 144.6152 | 19.4853 | 186.7198 | 21.0344 | 231.191 | 23.2133 | 274.7552 | 25.4563 | 332.3824 | 27.7304 | 421.5689 | 30.0647 | 534.3476 | 32.6256 | 646.3866 | 34.7629 | 757.3078 | 36.8891 | 860.0426 | 39.0061 | 951.4569 | 41.1078 | 1044.6038 | 43.2066 | 1140.3328 | 45.29 | 1231.9722 | 47.377 | 1323.4934 | 49.4408 | 1407.9026 | 51.5113 | 1466.825 | 53.5567 | 1532.8409 | 55.6021 | 1600.9587 | 57.6386 | 1669.3863 | 59.6669 | 1731.5976 | 61.6877 | 1770.0351 | 63.7017 | 1807.6552 | 65.7092 | 1844.3839 | 67.7105 | 1881.6352 | 69.706 | 1921.0976 | 71.6961 | 1958.3535 | 73.681 |  | 58.7194 | 10.4641 | 100.1729 | 11.7961 | 122.6247 | 15.1169 | 143.59 | 18.4347 | 166.1735 | 21.7654 | 199.8507 | 25.15 | 243.7141 | 28.5727 | 294.9524 | 32.0457 | 362.6313 | 35.5718 | 444.5021 | 39.1479 | 552.6393 | 42.7821 | 667.4221 | 46.3444 | 781.9192 | 49.2927 | 895.3587 | 52.2152 | 1001.9174 | 55.1157 | 1289.2507 | 57.9854 | 2152.6718 | 83.828 | 3027.1057 | 109.6127 | 3907.312 | 135.3903 | 4784.2138 | 161.0933 | 5643.3135 | 186.816 | 6461.5123 | 212.45 | 7285.3926 | 238.0877 | 8076.5366 | 263.6977 | 8866.4583 | 289.2809 | 9656.973 | 314.8425 | 10448.639 | 340.3846 | 11235.6134 | 365.9091 | 12019.2861 | 391.4177 | 12799.3684 | 416.9124 | 13372.9127 | 442.3943 | 13410.6866 | 444.964 |  | 58.7194 | 10.4641 | 100.1729 | 11.7961 | 122.6247 | 15.1169 | 143.59 | 18.4347 | 166.1735 | 21.7654 | 205.6163 | 25.149 | 272.5307 | 28.5693 | 341.0456 | 32.0385 | 408.7244 | 35.5592 | 490.5953 | 39.1282 | 791.3545 | 42.7536 | 1676.235 | 69.3728 | 2559.9632 | 95.3165 | 3442.1049 | 121.1857 | 4315.6912 | 146.9987 | 5177.4814 | 172.7387 | 6041.4392 | 198.4617 | 6919.5296 | 224.1185 | 7800.0272 | 249.8057 | 8683.0766 | 275.3886 | 9553.2935 | 301.0306 | 10355.8325 | 326.5505 | 11159.9431 | 352.0952 | 11961.1619 | 377.6135 | 12762.7476 | 403.106 | 13308.5364 | 428.5796 | 13342.921 | 431.1674 | 13378.6348 | 433.7489 | 13408.988 | 436.3244 | 13447.0747 | 438.8943 | 13487.7832 | 441.4587 | 13526.3696 | 444.0177
Westlinton |  | 18.2339 | 7.3681 | 22.1541 | 8.2873 | 24.1553 | 10.5938 | 25.9703 | 12.9176 | 28.0831 | 15.2544 | 31.5424 | 17.6274 | 37.4134 | 20.013 | 43.6805 | 22.4481 | 49.8292 | 24.8962 | 57.8994 | 27.406 | 91.1705 | 29.9278 | 189.7238 | 32.3929 | 288.2066 | 34.4349 | 386.4943 | 36.4544 | 483.4465 | 38.4198 | 578.8553 | 40.3923 | 674.4699 | 58.299 | 770.3071 | 76.1033 | 935.9494 | 93.8955 | 1131.2345 | 111.5276 | 1316.185 | 129.0652 | 1410.986 | 146.5103 | 1465.9037 | 163.9887 | 1484.1594 | 181.2697 | 1502.6218 | 198.5012 | 1519.3435 | 215.6512 | 1526.1379 | 232.7204 | 1532.3728 | 249.7099 | 1538.0726 | 266.62 | 1543.7388 | 283.4519 | 1550.0345 | 300.206 | 1555.3194 | 301.3722 |  | 18.2339 | 7.3681 | 18.7799 | 8.2873 | 19.4831 | 9.4465 | 20.0138 | 10.6471 | 20.6537 | 11.8914 | 22.5676 | 13.0252 | 28.1865 | 13.8419 | 34.1622 | 15.2087 | 40.0071 | 16.6002 | 47.7675 | 18.0281 | 59.0693 | 19.4747 | 71.3582 | 21.1 | 83.5987 | 22.1834 | 95.8364 | 23.2555 | 106.9121 | 24.2964 | 138.695 | 25.3448 | 243.7959 | 26.3636 | 360.1671 | 27.3668 | 490.7426 | 28.3831 | 632.3518 | 29.3636 | 782.1885 | 30.3323 | 948.5766 | 31.2895 | 1118.0299 | 32.2604 | 1282.911 | 33.1976 | 1445.0596 | 34.1312 | 1475.721 | 35.0554 | 1508.7642 | 35.9702 | 1542.8618 | 36.8758 | 1577.7695 | 37.7727 | 1613.6521 | 38.6612 | 1647.1057 | 39.5414 | 1667.9079 | 40.4137 |  | 18.2339 | 7.3681 | 22.1541 | 8.2873 | 24.1553 | 9.593 | 25.9703 | 10.9419 | 28.0831 | 12.3371 | 31.5424 | 13.657 | 37.4134 | 14.733 | 43.6805 | 16.261 | 49.8292 | 17.8165 | 57.8994 | 19.4131 | 91.1705 | 21.0314 | 189.7238 | 22.804 | 288.2066 | 24.2846 | 386.4943 | 25.7543 | 483.4465 | 27.1902 | 578.8553 | 28.6354 | 674.4699 | 30.0485 | 770.3071 | 31.4446 | 935.9494 | 32.8567 | 1131.2345 | 34.2287 | 1316.185 | 35.5875 | 1410.986 | 36.9339 | 1465.9037 | 38.2973 | 1484.1594 | 39.6216 | 1502.6218 | 40.9428 | 1519.3435 | 42.253 | 1526.1379 | 43.5528 | 1532.3728 | 44.8424 | 1538.0726 | 46.122 | 1543.7388 | 47.392 | 1550.0345 | 48.6525 | 1555.3194 | 49.9038 |  | 18.2339 | 7.3681 | 24.1616 | 8.2873 | 27.9056 | 10.5938 | 31.0424 | 12.9176 | 34.5627 | 15.2544 | 39.6244 | 17.6274 | 46.1496 | 20.013 | 74.6021 | 22.4481 | 167.1857 | 24.8962 | 261.7977 | 27.406 | 360.2248 | 29.9278 | 459.6968 | 32.3929 | 559.2451 | 34.4349 | 658.728 | 36.4544 | 756.9667 | 38.4198 | 862.4942 | 40.3923 | 997.4019 | 58.299 | 1145.8507 | 76.1033 | 1290.891 | 93.8955 | 1431.9648 | 111.5276 | 1566.04 | 129.0652 | 1687.8103 | 146.5103 | 1739.5505 | 163.9887 | 1781.422 | 181.2697 | 1824.149 | 198.5012 | 1868.5749 | 215.6512 | 1913.7582 | 232.7204 | 1958.8735 | 249.7099 | 2004.0005 | 266.62 | 2048.872 | 283.4519 | 2184.5181 | 300.206 | 2190.5306 | 301.3722 |  | 18.2339 | 7.3681 | 24.1616 | 8.2873 | 27.9056 | 10.5938 | 31.0424 | 12.9176 | 34.5627 | 15.2544 | 61.143 | 17.6274 | 153.6323 | 20.0132 | 246.4304 | 22.4485 | 339.0141 | 24.8968 | 433.6261 | 27.407 | 540.9835 | 29.9292 | 676.1581 | 48.5327 | 811.3739 | 66.6577 | 946.5119 | 84.7104 | 1080.3159 | 102.6089 | 1212.4828 | 120.5074 | 1345.5755 | 138.2421 | 1484.4673 | 155.8667 | 1623.8822 | 173.552 | 1763.9329 | 191.0091 | 1834.173 | 208.3718 | 1876.2386 | 225.6425 | 1918.777 | 243.0073 | 1961.2874 | 260.117 | 2004.7111 | 277.1934 | 2295.2373 | 294.1885 | 2294.2978 | 295.4334 | 2294.1683 | 296.6616 | 2288.2473 | 297.8736 | 2289.9915 | 299.0701 | 2293.5866 | 300.2515 | 2295.9656 | 301.4181
Whalley |  | 55.438 | 10.3085 | 91.291 | 11.6122 | 104.912 | 14.8803 | 118.3822 | 18.2123 | 133.439 | 21.5825 | 162.8859 | 25.0249 | 218.1624 | 28.4848 | 276.4591 | 32.0014 | 333.6569 | 35.5776 | 409.289 | 39.2213 | 530.5865 | 42.9295 | 695.1682 | 46.5708 | 858.7017 | 49.5357 | 1020.8189 | 52.5565 | 1172.5917 | 55.5613 | 1309.6286 | 58.4438 | 1449.2247 | 84.6096 | 1592.645 | 110.6017 | 1739.0906 | 136.7434 | 1893.0483 | 162.64 | 2036.4054 | 188.4649 | 2128.6394 | 214.2193 | 2210.1616 | 240.2572 | 2282.7228 | 265.9156 | 2355.5053 | 291.622 | 2423.1438 | 317.2793 | 2470.2044 | 342.8876 | 2516.4377 | 368.4471 | 2561.7952 | 393.9577 | 2607.4501 | 419.4199 | 2654.8399 | 444.8334 | 2700.2303 | 447.1832 |  | 55.438 | 10.3085 | 57.2029 | 11.6122 | 59.3018 | 13.2688 | 60.5691 | 15.0045 | 62.0942 | 16.8104 | 76.8095 | 18.4702 | 131.7666 | 19.674 | 189.7843 | 21.6466 | 246.5378 | 23.681 | 321.6946 | 25.7525 | 430.6835 | 27.8812 | 548.0182 | 30.2751 | 664.3421 | 31.847 | 779.2876 | 33.4586 | 883.9523 | 35.0631 | 985.2984 | 36.5939 | 1121.241 | 38.1799 | 1259.9633 | 39.6868 | 1408.0932 | 41.2458 | 1559.1407 | 42.7274 | 1695.5567 | 44.1951 | 1791.8894 | 45.6494 | 1889.4445 | 47.1602 | 1983.8993 | 48.5924 | 2074.8903 | 50.0325 | 2133.0382 | 51.4623 | 2191.8496 | 52.8816 | 2249.8194 | 54.291 | 2306.8547 | 55.6909 | 2364.0318 | 57.0817 | 2416.2541 | 58.4636 | 2447.149 | 59.8371 |  | 55.438 | 10.3085 | 91.291 | 11.6122 | 104.912 | 13.4746 | 118.3822 | 15.4268 | 133.439 | 17.4549 | 162.8859 | 19.3883 | 218.1624 | 20.9697 | 276.4591 | 23.1812 | 333.6569 | 25.4604 | 409.289 | 27.7824 | 530.5865 | 30.1682 | 695.1682 | 32.7849 | 858.7017 | 34.9342 | 1020.8189 | 37.1302 | 1172.5917 | 39.3215 | 1309.6286 | 41.4327 | 1449.2247 | 43.6095 | 1592.645 | 45.6987 | 1739.0906 | 47.8504 | 1893.0483 | 49.9155 | 2036.4054 | 51.966 | 2128.6394 | 54.0027 | 2210.1616 | 56.1087 | 2282.7228 | 58.1234 | 2355.5053 | 60.1498 | 2423.1438 | 62.1652 | 2470.2044 | 64.1701 | 2516.4377 | 66.165 | 2561.7952 | 68.1499 | 2607.4501 | 70.1253 | 2654.8399 | 72.0914 | 2700.2303 | 74.0485 |  | 55.438 | 10.3085 | 109.868 | 11.6122 | 136.4938 | 14.8803 | 161.7071 | 18.2123 | 188.1515 | 21.5825 | 228.5972 | 25.0249 | 284.7763 | 28.4848 | 355.9432 | 32.0014 | 460.9615 | 35.5776 | 584.6962 | 39.2213 | 742.7286 | 42.9295 | 909.2307 | 46.5708 | 1075.267 | 49.5357 | 1240.3164 | 52.5565 | 1395.4962 | 55.5613 | 1616.5406 | 58.4438 | 2078.3784 | 84.6096 | 2525.0587 | 110.6017 | 2970.8652 | 136.7434 | 3412.6987 | 162.64 | 3843.2497 | 188.4649 | 4249.4194 | 214.2193 | 4626.2575 | 240.2572 | 4986.4903 | 265.9156 | 5346.0626 | 291.622 | 5706.1354 | 317.2793 | 6066.6344 | 342.8876 | 6424.4371 | 368.4471 | 6780.1212 | 393.9577 | 7133.8919 | 419.4199 | 7400.1226 | 444.8334 | 7439.8487 | 447.1832 |  | 55.438 | 10.3085 | 109.868 | 11.6122 | 136.4938 | 14.8803 | 161.7071 | 18.2123 | 188.1515 | 21.5825 | 240.2774 | 25.0256 | 343.1138 | 28.4871 | 449.2004 | 32.0061 | 554.2186 | 35.5858 | 677.9533 | 39.2342 | 917.0184 | 42.9482 | 1407.5253 | 69.8088 | 1896.7916 | 95.9449 | 2384.4315 | 122.2079 | 2861.4319 | 148.4976 | 3323.3251 | 174.5009 | 3784.524 | 200.8019 | 4227.918 | 226.7268 | 4671.6901 | 252.989 | 5115.5351 | 278.8218 | 5521.8033 | 304.5809 | 5887.2097 | 330.2685 | 6253.3067 | 356.4095 | 6618.0066 | 382.0015 | 6982.6792 | 407.6867 | 7273.5869 | 433.3211 | 7309.7554 | 435.7904 | 7346.3254 | 438.2352 | 7379.9211 | 440.6564 | 7417.4287 | 443.0551 | 7455.8654 | 445.4319 | 7493.6848 | 447.7878
Whalley Range |  | 101.6298 | 17.2442 | 141.5679 | 19.5146 | 158.3273 | 25.0908 | 175.0398 | 30.7907 | 193.8516 | 36.5733 | 232.9905 | 42.5128 | 316.9267 | 48.6078 | 405.6248 | 54.8503 | 492.4332 | 61.249 | 607.3568 | 67.7977 | 778.702 | 74.5077 | 977.2322 | 81.1533 | 1174.2381 | 86.8064 | 1369.1005 | 92.4224 | 1548.1016 | 98.0167 | 1704.7425 | 103.5655 | 1865.2736 | 150.3557 | 2031.5399 | 197.3643 | 2191.1686 | 244.5909 | 2327.9464 | 292.1113 | 2429.6872 | 339.8354 | 2517.2215 | 387.8106 | 2625.7238 | 435.8863 | 2749.3593 | 484.396 | 2873.1889 | 533.0686 | 2986.7507 | 581.9769 | 3060.4276 | 631.1205 | 3132.5303 | 680.4985 | 3202.9856 | 730.11 | 3274.1048 | 779.9547 | 3348.6348 | 830.0312 | 3419.408 | 837.248 |  | 101.6298 | 17.2442 | 105.0899 | 19.5146 | 109.2554 | 22.3736 | 112.2648 | 25.3719 | 115.6939 | 28.496 | 139.009 | 31.3918 | 223.1853 | 33.5911 | 311.7621 | 37.1256 | 397.8744 | 40.7965 | 511.8645 | 44.5481 | 677.0753 | 48.427 | 854.9078 | 52.798 | 1031.7641 | 55.8531 | 1206.0623 | 58.8857 | 1364.5278 | 61.9062 | 1505.4344 | 64.9003 | 1674.2055 | 67.9045 | 1855.6759 | 70.8792 | 2000.344 | 73.8384 | 2135.307 | 76.8065 | 2252.4612 | 79.7598 | 2324.3095 | 82.712 | 2396.8912 | 85.6338 | 2468.0581 | 88.5927 | 2539.3586 | 91.5352 | 2691.2505 | 94.4769 | 2846.1966 | 97.4175 | 3000.3814 | 100.3578 | 3153.7045 | 103.2982 | 3308.5321 | 106.2395 | 3452.5273 | 109.1817 | 3546.6591 | 112.1255 |  | 101.6298 | 17.2442 | 141.5679 | 19.5146 | 158.3273 | 22.7206 | 175.0398 | 26.0813 | 193.8516 | 29.5789 | 232.9905 | 32.9373 | 316.9267 | 35.7836 | 405.6248 | 39.7325 | 492.4332 | 43.8317 | 607.3568 | 48.0244 | 778.702 | 52.3595 | 977.2322 | 57.1304 | 1174.2381 | 61.2187 | 1369.1005 | 65.2946 | 1548.1016 | 69.3678 | 1704.7425 | 73.421 | 1865.2736 | 77.4964 | 2031.5399 | 81.5475 | 2191.1686 | 85.5894 | 2327.9464 | 89.6513 | 2429.6872 | 93.7038 | 2517.2215 | 97.7635 | 2625.7238 | 101.7952 | 2749.3593 | 105.8785 | 2873.1889 | 109.9504 | 2986.7507 | 114.0279 | 3060.4276 | 118.1118 | 3132.5303 | 122.2026 | 3202.9856 | 126.3002 | 3274.1048 | 130.4052 | 3348.6348 | 134.518 | 3419.408 | 138.6388 |  | 101.6298 | 17.2442 | 162.294 | 19.5146 | 194.416 | 25.0908 | 225.1015 | 30.7907 | 257.8181 | 36.5733 | 311.6688 | 42.5128 | 397.452 | 48.6078 | 492.6099 | 54.8503 | 600.7207 | 61.249 | 737.4231 | 67.7977 | 926.0863 | 74.5077 | 1127.8766 | 81.1533 | 1329.4255 | 86.8064 | 1529.5274 | 92.4224 | 1714.835 | 98.0167 | 2070.7014 | 103.5655 | 3007.3971 | 150.3557 | 3957.9617 | 197.3643 | 4887.2145 | 244.5909 | 5802.6466 | 292.1113 | 6699.8608 | 339.8354 | 7554.2402 | 387.8106 | 8418.869 | 435.8863 | 9251.727 | 484.396 | 10084.4789 | 533.0686 | 10919.9714 | 581.9769 | 11757.9757 | 631.1205 | 12591.5595 | 680.4985 | 13422.309 | 730.11 | 14250.6013 | 779.9547 | 15020.5841 | 830.0312 | 15103.3614 | 837.248 |  | 101.6298 | 17.2442 | 162.294 | 19.5146 | 194.416 | 25.0908 | 225.1015 | 30.7907 | 257.8181 | 36.5733 | 316.5142 | 42.5136 | 421.6709 | 48.6103 | 531.3511 | 54.8556 | 639.4618 | 61.2583 | 776.1643 | 67.8121 | 1158.1505 | 74.5288 | 2132.986 | 121.6241 | 3106.2146 | 168.0957 | 4077.0013 | 214.8512 | 5031.5874 | 261.8924 | 5963.4679 | 309.1291 | 6899.1251 | 356.7167 | 7845.6715 | 404.4424 | 8783.3664 | 452.3508 | 9704.6574 | 500.5884 | 10615.7912 | 548.9945 | 11458.1565 | 597.6548 | 12303.2286 | 646.3441 | 13146.3664 | 695.5617 | 13990.9729 | 744.9032 | 14921.3397 | 794.4772 | 14993.1557 | 801.758 | 15068.2581 | 809.0259 | 15130.2488 | 816.2817 | 15211.3353 | 823.5272 | 15298.6728 | 830.7629 | 15381.3162 | 837.9898
Whasset |  | 24.3476 | 9.3399 | 34.3843 | 10.4858 | 38.5947 | 13.3918 | 42.417 | 16.2611 | 46.7598 | 19.1142 | 55.1278 | 22.0119 | 70.8472 | 24.9089 | 87.4329 | 27.8545 | 103.7395 | 30.801 | 125.2184 | 33.7802 | 166.9614 | 36.7898 | 243.0155 | 39.7181 | 318.7904 | 42.1168 | 394.1311 | 44.479 | 466.4079 | 46.8093 | 534.5572 | 49.0995 | 603.3811 | 70.7721 | 673.1649 | 92.1775 | 770.565 | 113.4842 | 880.2933 | 134.6358 | 982.9228 | 155.4775 | 1040.4487 | 176.2994 | 1081.7918 | 196.9427 | 1109.2059 | 217.389 | 1136.7485 | 237.6975 | 1161.7017 | 257.8555 | 1176.0694 | 277.8662 | 1189.9925 | 297.7325 | 1203.4494 | 317.457 | 1217.0385 | 337.0426 | 1231.497 | 356.4913 | 1244.919 | 357.4105 |  | 24.3476 | 9.3399 | 25.1634 | 10.4858 | 26.1536 | 11.9415 | 26.6571 | 13.4179 | 27.2952 | 14.9314 | 31.6026 | 16.312 | 47.0892 | 17.289 | 63.487 | 18.948 | 79.5407 | 20.6289 | 100.775 | 22.3266 | 131.5259 | 24.0587 | 164.677 | 26.0033 | 197.5126 | 27.2736 | 230.0073 | 28.5255 | 259.4889 | 29.7617 | 295.8188 | 30.9771 | 367.8892 | 32.1816 | 445.0015 | 33.3328 | 528.8438 | 34.4983 | 617.2008 | 35.6493 | 705.2087 | 36.7485 | 790.1506 | 37.8677 | 876.4101 | 38.9664 | 960.1538 | 40.0424 | 1041.3534 | 41.1071 | 1071.1278 | 42.1585 | 1101.4037 | 43.1964 | 1131.3635 | 44.2216 | 1160.9417 | 45.2344 | 1190.6595 | 46.2353 | 1217.8404 | 47.2246 | 1233.9385 | 48.2028 |  | 24.3476 | 9.3399 | 34.3843 | 10.4858 | 38.5947 | 12.1267 | 42.417 | 13.774 | 46.7598 | 15.4587 | 55.1278 | 17.054 | 70.8472 | 18.3372 | 87.4329 | 20.1772 | 103.7395 | 22.0422 | 125.2184 | 23.9282 | 166.9614 | 25.8536 | 243.0155 | 27.9608 | 318.7904 | 29.7022 | 394.1311 | 31.4235 | 466.4079 | 33.1276 | 534.5572 | 34.8082 | 603.3811 | 36.4774 | 673.1649 | 38.0861 | 770.565 | 39.7114 | 880.2933 | 41.3208 | 982.9228 | 42.8703 | 1040.4487 | 44.4435 | 1081.7918 | 45.9932 | 1109.2059 | 47.5166 | 1136.7485 | 49.0274 | 1161.7017 | 50.5221 | 1176.0694 | 52.0016 | 1189.9925 | 53.4662 | 1203.4494 | 54.9162 | 1217.0385 | 56.3521 | 1231.497 | 57.7743 | 1244.919 | 59.1831 |  | 24.3476 | 9.3399 | 39.5636 | 10.4858 | 47.7145 | 13.3918 | 54.7858 | 16.2611 | 62.3742 | 19.1142 | 73.959 | 22.0119 | 90.2149 | 24.9089 | 118.1625 | 27.8545 | 177.7622 | 30.801 | 242.6756 | 33.7802 | 317.3025 | 36.7898 | 394.3423 | 39.7181 | 471.4025 | 42.1168 | 548.2487 | 44.479 | 622.2644 | 46.8093 | 730.3493 | 49.0995 | 953.7756 | 70.7721 | 1181.7379 | 92.1775 | 1408.9319 | 113.4842 | 1633.3611 | 134.6358 | 1851.2221 | 155.4775 | 2055.3119 | 176.2994 | 2228.0426 | 196.9427 | 2390.9377 | 217.389 | 2553.6004 | 237.6975 | 2716.639 | 257.8555 | 2879.9555 | 277.8662 | 3042.0096 | 297.7325 | 3203.0851 | 317.457 | 3363.2629 | 337.0426 | 3491.9821 | 356.4913 | 3502.9842 | 357.4105 |  | 24.3476 | 9.3399 | 39.5636 | 10.4858 | 47.7145 | 13.3918 | 54.7858 | 16.2611 | 62.3742 | 19.1142 | 84.6422 | 22.0106 | 143.5728 | 24.9047 | 203.4593 | 27.8456 | 263.0591 | 30.7856 | 327.9724 | 33.7562 | 441.0087 | 36.755 | 671.6341 | 59.433 | 901.9015 | 81.4066 | 1131.6492 | 103.1816 | 1358.1983 | 124.7787 | 1580.4363 | 146.1832 | 1803.1248 | 167.4483 | 2027.2361 | 188.346 | 2252.1207 | 209.2426 | 2477.1962 | 229.9933 | 2667.8088 | 250.3449 | 2833.4242 | 270.7751 | 2999.1984 | 291.0166 | 3164.2277 | 311.0465 | 3329.3234 | 330.9506 | 3484.4856 | 350.7093 | 3493.0972 | 351.6729 | 3501.995 | 352.6256 | 3508.957 | 353.5674 | 3518.522 | 354.4988 | 3528.7415 | 355.4195 | 3538.5548 | 356.3299
Whinfell |  | 0 | 0 | 0 | 0 | 0 | 0 | 0 | 0 | 0 | 0 | 0 | 0 | 0 | 0 | 0 | 0 | 0 | 0 | 0 | 0 | 0 | 0 | 0 | 0 | 0 | 0 | 0 | 0 | 0 | 0 | 0 | 0 | 0 | 0 | 0 | 0 | 0 | 0 | 0 | 0 | 0 | 0 | 0 | 0 | 0 | 0 | 0 | 0 | 0 | 0 | 0 | 0 | 0 | 0 | 0 | 0 | 0 | 0 | 0 | 0 | 0 | 0 | 0 | 0 |  | 0 | 0 | 0 | 0 | 0 | 0 | 0 | 0 | 0 | 0 | 0 | 0 | 0 | 0 | 0 | 0 | 0 | 0 | 0 | 0 | 0 | 0 | 0 | 0 | 0 | 0 | 0 | 0 | 0 | 0 | 0 | 0 | 0 | 0 | 0 | 0 | 0 | 0 | 0 | 0 | 0 | 0 | 0 | 0 | 0 | 0 | 0 | 0 | 0 | 0 | 0 | 0 | 0 | 0 | 0 | 0 | 0 | 0 | 0 | 0 | 0 | 0 | 0 | 0 |  | 0 | 0 | 0 | 0 | 0 | 0 | 0 | 0 | 0 | 0 | 0 | 0 | 0 | 0 | 0 | 0 | 0 | 0 | 0 | 0 | 0 | 0 | 0 | 0 | 0 | 0 | 0 | 0 | 0 | 0 | 0 | 0 | 0 | 0 | 0 | 0 | 0 | 0 | 0 | 0 | 0 | 0 | 0 | 0 | 0 | 0 | 0 | 0 | 0 | 0 | 0 | 0 | 0 | 0 | 0 | 0 | 0 | 0 | 0 | 0 | 0 | 0 | 0 | 0 |  | 0 | 0 | 0 | 0 | 0 | 0 | 0 | 0 | 0 | 0 | 0 | 0 | 0 | 0 | 0 | 0 | 0 | 0 | 0 | 0 | 0 | 0 | 0 | 0 | 0 | 0 | 0 | 0 | 0 | 0 | 0 | 0 | 0 | 0 | 0 | 0 | 0 | 0 | 0 | 0 | 0 | 0 | 0 | 0 | 0 | 0 | 0 | 0 | 0 | 0 | 0 | 0 | 0 | 0 | 0 | 0 | 0 | 0 | 0 | 0 | 0 | 0 | 0 | 0 |  | 0 | 0 | 0 | 0 | 0 | 0 | 0 | 0 | 0 | 0 | 0 | 0 | 0 | 0 | 0 | 0 | 0 | 0 | 0 | 0 | 0 | 0 | 0 | 0 | 0 | 0 | 0 | 0 | 0 | 0 | 0 | 0 | 0 | 0 | 0 | 0 | 0 | 0 | 0 | 0 | 0 | 0 | 0 | 0 | 0 | 0 | 0 | 0 | 0 | 0 | 0 | 0 | 0 | 0 | 0 | 0 | 0 | 0 | 0 | 0 | 0 | 0 | 0 | 0
Whittle Le Woods |  | 64.6798 | 6.8492 | 116.7082 | 7.7541 | 135.9871 | 9.977 | 156.2257 | 12.2897 | 178.7262 | 14.6387 | 222.5096 | 17.0503 | 307.0094 | 19.5202 | 396.2026 | 22.0401 | 483.5009 | 24.6225 | 599.2422 | 27.2508 | 770.5399 | 29.947 | 964.2881 | 32.5879 | 1156.3654 | 34.825 | 1346.3142 | 37.0586 | 1520.5989 | 39.2759 | 1672.0236 | 41.4995 | 1827.369 | 60.1763 | 1988.7157 | 78.9618 | 2105.7892 | 97.8517 | 2209.5572 | 116.7466 | 2300.7387 | 135.7818 | 2378.5639 | 154.8074 | 2463.3028 | 173.8979 | 2551.9928 | 193.1263 | 2640.813 | 212.3836 | 2725.5766 | 231.7033 | 2794.1859 | 251.0842 | 2862.1975 | 270.5253 | 2929.5801 | 290.0252 | 2997.265 | 309.5833 | 3066.3771 | 329.1982 | 3133.991 | 331.7927 |  | 64.6798 | 6.8492 | 66.7668 | 7.7541 | 69.2835 | 8.8966 | 71.4277 | 10.1169 | 73.8574 | 11.3849 | 96.7084 | 12.5585 | 181.6555 | 13.4486 | 270.9527 | 14.866 | 358.059 | 16.3381 | 473.4556 | 17.8334 | 640.9535 | 19.3825 | 821.1438 | 21.1103 | 1000.0175 | 22.3089 | 1176.5368 | 23.5061 | 1337.4468 | 24.6941 | 1477.6173 | 25.8872 | 1622.9379 | 27.0519 | 1767.3275 | 28.2258 | 1907.6665 | 29.402 | 2043.2849 | 30.5529 | 2151.0059 | 31.7182 | 2186.6372 | 32.8616 | 2222.7898 | 34.0026 | 2258.0476 | 35.1548 | 2293.5067 | 36.2972 | 2349.6188 | 37.4371 | 2406.5375 | 38.5744 | 2462.8592 | 39.7093 | 2518.5505 | 40.842 | 2574.5299 | 41.9729 | 2626.186 | 43.1018 | 2658.9848 | 44.2293 |  | 64.6798 | 6.8492 | 116.7082 | 7.7541 | 135.9871 | 9.0346 | 156.2257 | 10.41 | 178.7262 | 11.8391 | 222.5096 | 13.2099 | 307.0094 | 14.3702 | 396.2026 | 15.9654 | 483.5009 | 17.6206 | 599.2422 | 19.3031 | 770.5399 | 21.0449 | 964.2881 | 22.9413 | 1156.3654 | 24.5598 | 1346.3142 | 26.1812 | 1520.5989 | 27.7961 | 1672.0236 | 29.4204 | 1827.369 | 31.0161 | 1988.7157 | 32.6256 | 2105.7892 | 34.2411 | 2209.5572 | 35.8305 | 2300.7387 | 37.4395 | 2378.5639 | 39.0255 | 2463.3028 | 40.6114 | 2551.9928 | 42.2132 | 2640.813 | 43.8061 | 2725.5766 | 45.3981 | 2794.1859 | 46.9895 | 2862.1975 | 48.5804 | 2929.5801 | 50.1709 | 2997.265 | 51.761 | 3066.3771 | 53.3511 | 3133.991 | 54.9411 |  | 64.6798 | 6.8492 | 143.8599 | 7.7541 | 181.8045 | 9.977 | 219.5777 | 12.2897 | 258.9711 | 14.6387 | 319.8633 | 17.0503 | 405.3469 | 19.5202 | 498.4141 | 22.0401 | 599.2841 | 24.6225 | 728.6953 | 27.2508 | 910.8029 | 29.947 | 1105.9451 | 32.5879 | 1299.6525 | 34.825 | 1491.2683 | 37.0586 | 1667.9912 | 39.2759 | 1922.7389 | 41.4995 | 2477.8649 | 60.1763 | 3000.3243 | 78.9618 | 3516.6331 | 97.8517 | 4027.9664 | 116.7466 | 4528.4799 | 135.7818 | 5005.6273 | 154.8074 | 5486.275 | 173.8979 | 5950.3601 | 193.1263 | 6414.0918 | 212.3836 | 6878.5959 | 231.7033 | 7343.9017 | 251.0842 | 7806.84 | 270.5253 | 8268.1346 | 290.0252 | 8727.4496 | 309.5833 | 9106.9918 | 329.1982 | 9175.1691 | 331.7927 |  | 64.6798 | 6.8492 | 143.8599 | 7.7541 | 181.8045 | 9.977 | 219.5777 | 12.2897 | 258.9711 | 14.6387 | 323.0866 | 17.0515 | 421.4546 | 19.5242 | 524.1755 | 22.0485 | 625.0455 | 24.6373 | 754.4568 | 27.2739 | 1037.7238 | 29.9806 | 1637.2633 | 48.8911 | 2234.947 | 67.5211 | 2830.2928 | 86.2716 | 3409.7961 | 105.1073 | 3966.1769 | 124.0826 | 4521.1205 | 143.0289 | 5043.2205 | 162.1235 | 5561.8387 | 181.3364 | 6076.3122 | 200.4905 | 6581.9069 | 219.8314 | 7050.1459 | 239.1107 | 7520.4713 | 258.4554 | 7989.8781 | 277.9701 | 8459.7595 | 297.4935 | 8873.2223 | 317.0759 | 8937.5412 | 319.7563 | 9002.8125 | 322.4207 | 9063.5594 | 325.0698 | 9130.6447 | 327.7047 | 9199.6599 | 330.3259 | 9267.1955 | 332.9342
Whitworth |  | 11.6374 | 2.1274 | 17.7107 | 2.3986 | 20.1675 | 3.0763 | 22.5506 | 3.7531 | 25.2391 | 4.4416 | 30.2979 | 5.1368 | 39.9546 | 5.8427 | 50.1487 | 6.551 | 60.1431 | 7.2796 | 73.3542 | 8.0112 | 94.8694 | 8.7664 | 124.9736 | 9.4953 | 154.8991 | 10.1015 | 184.5696 | 10.7023 | 212.3954 | 11.2987 | 237.6387 | 11.8887 | 263.3007 | 17.166 | 289.5864 | 22.4486 | 318.3776 | 27.7215 | 348.5765 | 32.9873 | 376.342 | 38.245 | 394.0898 | 43.4951 | 410.0741 | 48.7306 | 423.9949 | 53.9675 | 437.9733 | 59.1947 | 450.8131 | 64.4152 | 459.2627 | 69.6295 | 467.544 | 74.8379 | 475.6432 | 80.0406 | 483.8177 | 85.238 | 492.3767 | 90.4301 | 500.5102 | 90.9371 |  | 11.6374 | 2.1274 | 12.0573 | 2.3986 | 12.5688 | 2.7431 | 12.8911 | 3.0949 | 13.2804 | 3.4654 | 15.9627 | 3.8002 | 25.6328 | 4.0469 | 35.8091 | 4.4457 | 45.7267 | 4.8627 | 58.8447 | 5.2801 | 77.8573 | 5.716 | 98.3406 | 6.1979 | 118.6427 | 6.5213 | 138.699 | 6.8421 | 156.9119 | 7.1609 | 174.9387 | 7.4763 | 200.6607 | 7.7802 | 227.3222 | 8.0908 | 254.9721 | 8.399 | 283.114 | 8.7051 | 309.0711 | 9.0089 | 329.013 | 9.3106 | 349.2526 | 9.6087 | 368.9226 | 9.9066 | 388.4313 | 10.202 | 401.3867 | 10.4955 | 414.3762 | 10.7873 | 427.0786 | 11.0774 | 439.4946 | 11.3659 | 451.8779 | 11.6529 | 463.1275 | 11.9384 | 469.7279 | 12.2226 |  | 11.6374 | 2.1274 | 17.7107 | 2.3986 | 20.1675 | 2.7857 | 22.5506 | 3.1791 | 25.2391 | 3.5922 | 30.2979 | 3.9798 | 39.9546 | 4.3012 | 50.1487 | 4.7454 | 60.1431 | 5.2095 | 73.3542 | 5.6747 | 94.8694 | 6.1605 | 124.9736 | 6.6845 | 154.8991 | 7.1239 | 184.5696 | 7.561 | 212.3954 | 7.9963 | 237.6387 | 8.4283 | 263.3007 | 8.8477 | 289.5864 | 9.2754 | 318.3776 | 9.7006 | 348.5765 | 10.1241 | 376.342 | 10.5454 | 394.0898 | 10.9647 | 410.0741 | 11.3803 | 423.9949 | 11.7961 | 437.9733 | 12.2095 | 450.8131 | 12.621 | 459.2627 | 13.0309 | 467.544 | 13.4392 | 475.6432 | 13.8461 | 483.8177 | 14.2514 | 492.3767 | 14.6555 | 500.5102 | 15.0581 |  | 11.6374 | 2.1274 | 20.8629 | 2.3986 | 25.6691 | 3.0763 | 30.073 | 3.7531 | 34.7547 | 4.4416 | 41.9142 | 5.1368 | 51.8237 | 5.8427 | 64.6252 | 6.551 | 84.3786 | 7.2796 | 107.398 | 8.0112 | 136.3885 | 8.7664 | 166.8604 | 9.4953 | 197.2836 | 10.1015 | 227.5251 | 10.7023 | 256.0595 | 11.2987 | 310.8944 | 11.8887 | 452.4215 | 17.166 | 594.7218 | 22.4486 | 737.2176 | 27.7215 | 878.7187 | 32.9873 | 1016.9977 | 38.245 | 1148.0338 | 43.4951 | 1274.7184 | 48.7306 | 1395.8928 | 53.9675 | 1516.7958 | 59.1947 | 1637.7528 | 64.4152 | 1758.8268 | 69.6295 | 1879.045 | 74.8379 | 1998.615 | 80.0406 | 2117.6109 | 85.238 | 2198.9194 | 90.4301 | 2206.0072 | 90.9371 |  | 11.6374 | 2.1274 | 20.8629 | 2.3986 | 25.6691 | 3.0763 | 30.073 | 3.7531 | 34.7547 | 4.4416 | 44.2997 | 5.1367 | 63.7405 | 5.8423 | 83.6787 | 6.5502 | 103.4322 | 7.2782 | 126.4516 | 8.0091 | 184.4395 | 8.7633 | 330.861 | 14.2191 | 477.0371 | 19.5423 | 622.8804 | 24.8522 | 766.7964 | 30.1527 | 908.03 | 35.4394 | 1049.4935 | 40.6687 | 1191.5361 | 45.9331 | 1333.8257 | 51.1881 | 1476.1668 | 56.4375 | 1611.4516 | 61.6788 | 1734.5031 | 66.913 | 1857.7165 | 72.1293 | 1980.4272 | 77.3517 | 2103.1019 | 82.5631 | 2176.485 | 87.7682 | 2183.0987 | 88.2848 | 2189.8254 | 88.7991 | 2196.0028 | 89.3112 | 2202.9465 | 89.8211 | 2210.1211 | 90.3289 | 2217.1192 | 90.8348
Wigton |  | 46.6273 | 14.373 | 63.3238 | 16.1381 | 70.5992 | 20.6316 | 77.1305 | 25.0778 | 84.5953 | 29.5319 | 98.5127 | 34.0363 | 123.8639 | 38.5799 | 150.6769 | 43.13 | 177.0253 | 47.7672 | 211.6928 | 52.4188 | 295.3072 | 57.1181 | 482.6545 | 61.6939 | 669.5716 | 65.4497 | 855.7495 | 69.1506 | 1036.8093 | 72.8001 | 1211.2036 | 76.3924 | 1386.6275 | 110.0406 | 1563.4601 | 143.5082 | 1838.8052 | 176.742 | 2157.4459 | 209.5373 | 2458.0839 | 242.2772 | 2618.2491 | 274.7947 | 2719.2343 | 306.7596 | 2768.5756 | 338.7753 | 2818.2331 | 370.4699 | 2863.325 | 401.9336 | 2887.3183 | 433.1705 | 2910.3002 | 464.1845 | 2932.2688 | 494.9786 | 2954.3634 | 525.5568 | 2978.0265 | 555.9215 | 2999.594 | 557.3887 |  | 46.6273 | 14.373 | 48.1286 | 16.1381 | 49.9932 | 18.3973 | 51.028 | 20.6862 | 52.3217 | 23.055 | 59.4499 | 25.2009 | 84.2437 | 26.7496 | 110.5427 | 29.3037 | 136.298 | 31.9493 | 170.3986 | 34.5963 | 219.8442 | 37.2969 | 273.2496 | 40.3291 | 326.1986 | 42.3169 | 378.7171 | 44.2772 | 426.346 | 46.2116 | 501.7338 | 48.1167 | 689.5686 | 49.9542 | 893.7995 | 51.807 | 1120.7017 | 53.6364 | 1363.6811 | 55.3865 | 1613.5495 | 57.1653 | 1874.0171 | 58.9209 | 2138.9485 | 60.5883 | 2396.4739 | 62.292 | 2647.0749 | 63.9562 | 2708.0198 | 65.5992 | 2771.5533 | 67.2213 | 2835.5709 | 68.8232 | 2899.795 | 70.4055 | 2964.981 | 71.9691 | 3025.0771 | 73.5143 | 3061.3041 | 75.0419 |  | 46.6273 | 14.373 | 63.3238 | 16.1381 | 70.5992 | 18.6826 | 77.1305 | 21.2422 | 84.5953 | 23.8841 | 98.5127 | 26.37 | 123.8639 | 28.4014 | 150.6769 | 31.2426 | 177.0253 | 34.1837 | 211.6928 | 37.1309 | 295.3072 | 40.1392 | 482.6545 | 43.4314 | 669.5716 | 46.1573 | 855.7495 | 48.8536 | 1036.8093 | 51.5216 | 1211.2036 | 54.157 | 1386.6275 | 56.7172 | 1563.4601 | 59.2951 | 1838.8052 | 61.8471 | 2157.4459 | 64.3087 | 2458.0839 | 66.8038 | 2618.2491 | 69.2733 | 2719.2343 | 71.6394 | 2768.5756 | 74.049 | 2818.2331 | 76.4129 | 2863.325 | 78.7517 | 2887.3183 | 81.0662 | 2910.3002 | 83.3573 | 2932.2688 | 85.6253 | 2954.3634 | 87.8709 | 2978.0265 | 90.0948 | 2999.594 | 92.2972 |  | 46.6273 | 14.373 | 71.9479 | 16.1381 | 85.9731 | 20.6316 | 97.9099 | 25.0778 | 110.8174 | 29.5319 | 130.2045 | 34.0363 | 156.7707 | 38.5799 | 218.4285 | 43.13 | 379.375 | 47.7672 | 548.91 | 52.4188 | 734.2279 | 57.1181 | 923.5279 | 61.6939 | 1112.8953 | 65.4497 | 1301.9193 | 69.1506 | 1486.1302 | 72.8001 | 1709.0506 | 76.3924 | 2071.4612 | 110.0406 | 2449.225 | 143.5082 | 2823.0053 | 176.742 | 3189.8499 | 209.5373 | 3542.775 | 242.2772 | 3869.0505 | 274.7947 | 4089.0462 | 306.7596 | 4289.7721 | 338.7753 | 4491.0193 | 370.4699 | 4694.1917 | 401.9336 | 4898.3256 | 433.1705 | 5101.0538 | 464.1845 | 5302.7331 | 494.9786 | 5503.2505 | 525.5568 | 5752.1286 | 555.9215 | 5771.3161 | 557.3887 |  | 46.6273 | 14.373 | 71.9479 | 16.1381 | 85.9731 | 20.6316 | 97.9099 | 25.0778 | 110.8174 | 29.5319 | 163.6059 | 34.0349 | 323.597 | 38.5754 | 485.1134 | 43.1206 | 646.0599 | 47.7508 | 815.5949 | 52.3933 | 1046.6283 | 57.0813 | 1418.7353 | 92.3521 | 1790.4285 | 126.5633 | 2161.3965 | 160.4971 | 2527.0906 | 194.1733 | 2885.8151 | 227.584 | 3245.5627 | 260.5333 | 3609.3447 | 293.439 | 3974.7803 | 326.1219 | 4341.118 | 358.2253 | 4598.4394 | 390.4242 | 4802.0498 | 422.4064 | 5006.2498 | 453.6812 | 5209.6742 | 485.1579 | 5413.9594 | 516.2775 | 5829.0562 | 547.172 | 5839.8143 | 548.7403 | 5851.5076 | 550.2856 | 5856.0355 | 551.8083 | 5869.9341 | 553.3092 | 5886.0397 | 554.7885 | 5900.655 | 556.2465
Willow Hey |  | 43.1921 | 8.994 | 60.4856 | 10.1063 | 68.242 | 12.9185 | 75.2919 | 15.8059 | 83.226 | 18.7206 | 97.6609 | 21.693 | 126.0216 | 24.7159 | 155.9867 | 27.7919 | 185.3034 | 30.9231 | 224.1129 | 34.1164 | 283.1436 | 37.3687 | 354.752 | 40.5656 | 425.8498 | 43.2469 | 496.1484 | 45.9123 | 560.7772 | 48.5239 | 617.6674 | 51.1098 | 675.6107 | 73.9687 | 735.1381 | 96.8175 | 791.8431 | 119.6585 | 845.5064 | 142.4988 | 892.0276 | 165.3305 | 926.4044 | 187.9927 | 966.1327 | 210.754 | 1010.383 | 233.5136 | 1054.587 | 256.2208 | 1094.7792 | 278.9046 | 1119.8486 | 301.5646 | 1144.4545 | 324.2003 | 1168.5755 | 346.8109 | 1193.0993 | 369.3963 | 1219.0745 | 391.9557 | 1243.7754 | 394.2004 |  | 43.1921 | 8.994 | 44.978 | 10.1063 | 47.2261 | 11.5194 | 48.5066 | 13.0164 | 50.0019 | 14.5698 | 58.2014 | 15.9936 | 86.8422 | 17.0482 | 116.8783 | 18.7708 | 146.0103 | 20.5489 | 184.5385 | 22.3612 | 240.4309 | 24.2252 | 300.684 | 26.3218 | 360.3961 | 27.7507 | 419.3521 | 29.172 | 472.6319 | 30.5618 | 521.092 | 31.9382 | 579.6651 | 33.3112 | 639.757 | 34.6703 | 697.1476 | 36.019 | 753.1102 | 37.3595 | 801.4663 | 38.6905 | 830.5491 | 39.9782 | 859.9604 | 41.2838 | 888.5781 | 42.5835 | 916.1376 | 43.8684 | 969.0225 | 45.145 | 1022.4254 | 46.4132 | 1074.9953 | 47.6735 | 1126.8106 | 48.9262 | 1178.9008 | 50.1715 | 1226.7049 | 51.4098 | 1255.7095 | 52.6413 |  | 43.1921 | 8.994 | 60.4856 | 10.1063 | 68.242 | 11.6981 | 75.2919 | 13.3884 | 83.226 | 15.1404 | 97.6609 | 16.8069 | 126.0216 | 18.1951 | 155.9867 | 20.1319 | 185.3034 | 22.1296 | 224.1129 | 24.1663 | 283.1436 | 26.2605 | 354.752 | 28.5574 | 425.8498 | 30.4991 | 496.1484 | 32.4361 | 560.7772 | 34.3411 | 617.6674 | 36.2334 | 675.6107 | 38.125 | 735.1381 | 40.0033 | 791.8431 | 41.872 | 845.5064 | 43.734 | 892.0276 | 45.5871 | 926.4044 | 47.3913 | 966.1327 | 49.2187 | 1010.383 | 51.041 | 1054.587 | 52.848 | 1094.7792 | 54.6464 | 1119.8486 | 56.4367 | 1144.4545 | 58.2192 | 1168.5755 | 59.9941 | 1193.0993 | 61.7615 | 1219.0745 | 63.5218 | 1243.7754 | 65.2751 |  | 43.1921 | 8.994 | 69.4925 | 10.1063 | 84.6542 | 12.9185 | 97.4819 | 15.8059 | 111.2054 | 18.7206 | 132.277 | 21.693 | 161.5764 | 24.7159 | 194.9092 | 27.7919 | 235.9681 | 30.9231 | 286.6738 | 34.1164 | 355.0445 | 37.3687 | 427.8923 | 40.5656 | 500.501 | 43.2469 | 572.5912 | 45.9123 | 639.4521 | 48.5239 | 771.5118 | 51.1098 | 1121.7027 | 73.9687 | 1471.4445 | 96.8175 | 1821.2538 | 119.6585 | 2168.2876 | 142.4988 | 2508.3176 | 165.3305 | 2832.7064 | 187.9927 | 3157.8371 | 210.754 | 3471.3951 | 233.5136 | 3785.2355 | 256.2208 | 4100.2951 | 278.9046 | 4416.6005 | 301.5646 | 4731.8306 | 324.2003 | 5046.35 | 346.8109 | 5360.2886 | 369.3963 | 5674.7338 | 391.9557 | 5707.9297 | 394.2004 |  | 43.1921 | 8.994 | 69.4925 | 10.1063 | 84.6542 | 12.9185 | 97.4819 | 15.8059 | 111.2054 | 18.7206 | 135.0574 | 21.6941 | 175.4663 | 24.7195 | 217.1168 | 27.7994 | 258.1758 | 30.9364 | 308.8814 | 34.1371 | 450.2319 | 37.3986 | 814.8181 | 60.8351 | 1178.8388 | 83.8097 | 1542.0176 | 106.8245 | 1899.4833 | 129.778 | 2249.1386 | 152.717 | 2599.0794 | 175.6882 | 2948.4662 | 198.6373 | 3299.0959 | 221.5762 | 3648.2234 | 244.5176 | 3990.131 | 267.4476 | 4306.4028 | 290.1183 | 4624.1774 | 312.9572 | 4941.5699 | 335.7987 | 5259.8457 | 358.57 | 5655.4263 | 381.3152 | 5684.4556 | 383.6829 | 5715.0248 | 386.0261 | 5739.2991 | 388.3456 | 5772.6352 | 390.6427 | 5809.0113 | 392.9181 | 5842.9454 | 395.1727
Willowbank |  | 27.3274 | 8.6826 | 40.6654 | 9.7966 | 46.3309 | 12.5739 | 52.0837 | 15.3938 | 58.5773 | 18.242 | 69.4487 | 21.1526 | 90.0621 | 24.1099 | 111.8395 | 27.1236 | 133.1542 | 30.1856 | 161.3859 | 33.3123 | 206.4991 | 36.5014 | 267.2505 | 39.6406 | 327.6203 | 42.2641 | 387.4243 | 44.8914 | 443.1721 | 47.4933 | 493.2879 | 50.0781 | 544.2147 | 72.5816 | 596.3701 | 95.1074 | 650.5604 | 117.7231 | 706.184 | 140.3599 | 757.7667 | 163.1029 | 792.0659 | 185.8463 | 826.3189 | 208.6802 | 856.7828 | 231.5666 | 887.3998 | 254.5072 | 915.5031 | 277.5042 | 933.8806 | 300.5579 | 951.9158 | 323.6683 | 969.5734 | 346.8353 | 987.4284 | 370.0593 | 1006.17 | 393.3399 | 1023.9743 | 396.2816 |  | 27.3274 | 8.6826 | 28.45 | 9.7966 | 29.8493 | 11.2122 | 30.993 | 12.6864 | 32.3533 | 14.2169 | 38.6339 | 15.6247 | 59.6859 | 16.6686 | 81.6358 | 18.3677 | 102.8916 | 20.1167 | 130.9593 | 21.9012 | 171.6605 | 23.7386 | 215.527 | 25.8058 | 258.9711 | 27.2107 | 301.8796 | 28.6203 | 340.7098 | 30.0157 | 378.1541 | 31.4025 | 429.0615 | 32.8015 | 481.334 | 34.1787 | 534.9102 | 35.5628 | 588.8607 | 36.9307 | 637.5619 | 38.3066 | 672.6524 | 39.6643 | 708.4612 | 41.0252 | 743.421 | 42.381 | 780.4431 | 43.7324 | 809.632 | 45.0804 | 838.6421 | 46.4248 | 866.6989 | 47.7663 | 893.8225 | 49.1048 | 920.5666 | 50.441 | 944.4014 | 51.7747 | 957.5327 | 53.1065 |  | 27.3274 | 8.6826 | 40.6654 | 9.7966 | 46.3309 | 11.3861 | 52.0837 | 13.0393 | 58.5773 | 14.7533 | 69.4487 | 16.3882 | 90.0621 | 17.749 | 111.8395 | 19.6478 | 133.1542 | 21.6018 | 161.3859 | 23.5968 | 206.4991 | 25.651 | 267.2505 | 27.9063 | 327.6203 | 29.806 | 387.4243 | 31.7149 | 443.1721 | 33.6117 | 493.2879 | 35.502 | 544.2147 | 37.41 | 596.3701 | 39.2967 | 650.5604 | 41.1947 | 706.184 | 43.0776 | 757.7667 | 44.9728 | 792.0659 | 46.8501 | 826.3189 | 48.7344 | 856.7828 | 50.6155 | 887.3998 | 52.4945 | 915.5031 | 54.372 | 933.8806 | 56.2483 | 951.9158 | 58.1237 | 969.5734 | 59.9983 | 987.4284 | 61.8724 | 1006.17 | 63.7462 | 1023.9743 | 65.6197 |  | 27.3274 | 8.6826 | 47.6037 | 9.7966 | 58.7219 | 12.5739 | 69.0951 | 15.3938 | 80.2775 | 18.242 | 96.9261 | 21.1526 | 118.3994 | 24.1099 | 144.7182 | 27.1236 | 183.1344 | 30.1856 | 228.5426 | 33.3123 | 286.7739 | 36.5014 | 348.2162 | 39.6406 | 409.4568 | 42.2641 | 470.2301 | 44.8914 | 527.2832 | 47.4933 | 670.8717 | 50.0781 | 1091.2198 | 72.5816 | 1517.397 | 95.1074 | 1945.6266 | 117.7231 | 2371.6615 | 140.3599 | 2788.5139 | 163.1029 | 3185.1558 | 185.8463 | 3580.1145 | 208.6802 | 3957.9222 | 231.5666 | 4334.6972 | 254.5072 | 4711.3909 | 277.5042 | 5088.184 | 300.5579 | 5462.2831 | 323.6683 | 5834.2519 | 346.8353 | 6204.3317 | 370.0593 | 6429.2127 | 393.3399 | 6441.7612 | 396.2816 |  | 27.3274 | 8.6826 | 47.6037 | 9.7966 | 58.7219 | 12.5739 | 69.0951 | 15.3938 | 80.2775 | 18.242 | 101.1166 | 21.1528 | 139.3446 | 24.1106 | 178.2226 | 27.1251 | 216.6388 | 30.1882 | 262.047 | 33.3164 | 412.7506 | 36.5074 | 843.9051 | 59.4003 | 1274.4484 | 81.8273 | 1704.1745 | 104.3363 | 2129.6031 | 126.8695 | 2549.0845 | 149.4395 | 2969.4666 | 172.1533 | 3396.6906 | 194.8412 | 3824.7594 | 217.6552 | 4253.6047 | 240.4598 | 4671.952 | 263.4046 | 5055.6293 | 286.314 | 5439.8647 | 309.3331 | 5822.3797 | 332.401 | 6204.6247 | 355.5209 | 6377.4532 | 378.6964 | 6389.3043 | 381.6832 | 6401.2551 | 384.6604 | 6412.8034 | 387.6284 | 6424.9546 | 390.5883 | 6437.2692 | 393.54 | 6449.5117 | 396.4843
Willowholme |  | 34.625 | 5.6558 | 62.9957 | 6.3614 | 73.4113 | 8.1318 | 85.1566 | 9.9156 | 98.2896 | 11.7094 | 121.9722 | 13.5309 | 166.5365 | 15.3621 | 213.6013 | 17.2313 | 259.6654 | 19.1104 | 320.7226 | 21.037 | 414.0279 | 22.9727 | 528.0818 | 24.8649 | 641.281 | 26.4324 | 753.3868 | 27.9826 | 857.2877 | 29.4913 | 949.2105 | 31.0054 | 1043.2475 | 44.7507 | 1140.4985 | 58.4173 | 1221.9649 | 72.0747 | 1301.5752 | 85.6092 | 1375.7045 | 99.0712 | 1429.6546 | 112.4621 | 1483.228 | 125.8787 | 1533.6592 | 139.1436 | 1584.3404 | 152.3707 | 1632.4481 | 165.5351 | 1669.6413 | 178.6375 | 1706.4014 | 191.6787 | 1742.7081 | 204.659 | 1779.1979 | 217.5793 | 1816.6508 | 230.4398 | 1853.0746 | 231.335 |  | 34.625 | 5.6558 | 35.7034 | 6.3614 | 36.9944 | 7.2512 | 38.6786 | 8.1728 | 40.6393 | 9.1279 | 53.3643 | 9.9982 | 98.4862 | 10.6251 | 145.7284 | 11.6743 | 191.7119 | 12.7424 | 252.5436 | 13.8384 | 340.8023 | 14.9489 | 435.8067 | 16.1965 | 530.0787 | 17.0281 | 623.1932 | 17.8511 | 708.1287 | 18.65 | 785.2729 | 19.4548 | 874.254 | 20.2369 | 963.3756 | 21.0069 | 1054.5535 | 21.7871 | 1145.1507 | 22.5397 | 1221.72 | 23.2832 | 1261.8319 | 24.018 | 1302.8658 | 24.7632 | 1342.9693 | 25.4827 | 1384.2248 | 26.1993 | 1419.2229 | 26.9087 | 1455.3977 | 27.6109 | 1491.7818 | 28.3061 | 1528.3433 | 28.9945 | 1565.6926 | 29.6765 | 1600.6409 | 30.3522 | 1622.9495 | 31.0218 |  | 34.625 | 5.6558 | 62.9957 | 6.3614 | 73.4113 | 7.3637 | 85.1566 | 8.3991 | 98.2896 | 9.47 | 121.9722 | 10.4832 | 166.5365 | 11.3091 | 213.6013 | 12.482 | 259.6654 | 13.676 | 320.7226 | 14.9016 | 414.0279 | 16.1438 | 528.0818 | 17.5045 | 641.281 | 18.641 | 753.3868 | 19.7692 | 857.2877 | 20.8714 | 949.2105 | 21.9807 | 1043.2475 | 23.0654 | 1140.4985 | 24.137 | 1221.9649 | 25.221 | 1301.5752 | 26.2742 | 1375.7045 | 27.3172 | 1429.6546 | 28.3507 | 1483.228 | 29.3972 | 1533.6592 | 30.4138 | 1584.3404 | 31.4279 | 1632.4481 | 32.4336 | 1669.6413 | 33.4313 | 1706.4014 | 34.4213 | 1742.7081 | 35.4035 | 1779.1979 | 36.3784 | 1816.6508 | 37.346 | 1853.0746 | 38.3065 |  | 34.625 | 5.6558 | 77.7338 | 6.3614 | 98.129 | 8.1318 | 119.7273 | 9.9156 | 142.5305 | 11.7094 | 176.8934 | 13.5309 | 222.5417 | 15.3621 | 274.8076 | 17.2313 | 340.054 | 19.1104 | 420.362 | 21.037 | 528.4997 | 22.9727 | 643.5998 | 24.8649 | 758.0458 | 26.4324 | 871.4514 | 27.9826 | 977.2371 | 29.4913 | 1151.1644 | 31.0054 | 1564.6479 | 44.7507 | 1966.0679 | 58.4173 | 2365.8231 | 72.0747 | 2763.1525 | 85.6092 | 3151.9221 | 99.0712 | 3522.7525 | 112.4621 | 3889.8701 | 125.8787 | 4242.7347 | 139.1436 | 4595.6595 | 152.3707 | 4949.5898 | 165.5351 | 5304.5334 | 178.6375 | 5657.9753 | 191.6787 | 6010.4782 | 204.659 | 6361.8166 | 217.5793 | 6692.1863 | 230.4398 | 6733.8257 | 231.335 |  | 34.625 | 5.6558 | 77.7338 | 6.3614 | 98.129 | 8.1318 | 119.7273 | 9.9156 | 142.5305 | 11.7094 | 181.5637 | 13.5309 | 245.8798 | 15.3622 | 312.1318 | 17.2316 | 377.3781 | 19.1109 | 457.6861 | 21.0378 | 646.0964 | 22.9739 | 1082.1094 | 37.254 | 1517.164 | 51.1669 | 1951.0055 | 65.0242 | 2376.5441 | 78.7632 | 2789.9889 | 92.5022 | 3203.4786 | 106.1154 | 3605.0035 | 119.6442 | 4004.7733 | 133.2195 | 4404.5679 | 146.6197 | 4791.4643 | 159.9473 | 5147.3929 | 173.2044 | 5505.1044 | 186.5338 | 5862.2478 | 199.6673 | 6220.1178 | 212.7752 | 6607.2138 | 225.8207 | 6645.0334 | 226.7763 | 6684.0471 | 227.7191 | 6717.7845 | 228.6495 | 6758.9982 | 229.5679 | 6802.6174 | 230.4747 | 6844.3208 | 231.3702
Wilmslow |  | 37.941 | 12.3321 | 62.8971 | 13.8924 | 72.2999 | 17.8029 | 82.7485 | 21.8274 | 94.4555 | 25.8906 | 116.4022 | 30.0445 | 159.5517 | 34.2793 | 205.1242 | 38.5885 | 249.7253 | 42.972 | 308.8209 | 47.448 | 396.195 | 52.0256 | 495.0016 | 56.5055 | 592.9902 | 60.2555 | 689.9121 | 63.9846 | 778.8574 | 67.7154 | 856.2511 | 71.4011 | 935.702 | 103.4199 | 1018.2538 | 135.4756 | 1081.9882 | 167.571 | 1137.3391 | 199.7151 | 1184.04 | 231.8963 | 1224.4354 | 264.114 | 1271.1543 | 296.3942 | 1323.1098 | 328.6632 | 1375.2297 | 360.9795 | 1424.2129 | 393.324 | 1460.5379 | 425.6954 | 1496.3727 | 458.0926 | 1531.6943 | 490.5141 | 1567.2397 | 522.9591 | 1603.8981 | 555.4262 | 1639.3763 | 559.1371 |  | 37.941 | 12.3321 | 39.1315 | 13.8924 | 40.5483 | 15.8749 | 42.1676 | 17.9724 | 44.0423 | 20.1444 | 56.2734 | 22.1424 | 99.8731 | 23.6337 | 145.5733 | 26.049 | 190.0016 | 28.5389 | 248.7867 | 31.0799 | 334.0507 | 33.7052 | 425.8418 | 36.6406 | 517.0161 | 38.6389 | 606.9908 | 40.6272 | 689.0069 | 42.6196 | 760.6978 | 44.5869 | 837.3156 | 46.5414 | 915.1514 | 48.4793 | 986.1514 | 50.4054 | 1053.8824 | 52.3227 | 1108.5229 | 54.2293 | 1129.812 | 56.1256 | 1151.5212 | 58.0178 | 1172.8898 | 59.8919 | 1193.7824 | 61.7601 | 1238.8823 | 63.6199 | 1285.1469 | 65.4711 | 1331.3954 | 67.3143 | 1377.6447 | 69.1498 | 1424.6392 | 70.9782 | 1468.5869 | 72.7996 | 1497.3439 | 74.6145 |  | 37.941 | 12.3321 | 62.8971 | 13.8924 | 72.2999 | 16.1212 | 82.7485 | 18.4889 | 94.4555 | 20.9391 | 116.4022 | 23.2773 | 159.5517 | 25.2354 | 205.1242 | 27.9528 | 249.7253 | 30.7521 | 308.8209 | 33.6098 | 396.195 | 36.5604 | 495.0016 | 39.7788 | 592.9902 | 42.4942 | 689.9121 | 45.2039 | 778.8574 | 47.9231 | 856.2511 | 50.6186 | 935.702 | 53.3047 | 1018.2538 | 55.9762 | 1081.9882 | 58.6379 | 1137.3391 | 61.2942 | 1184.04 | 63.9414 | 1224.4354 | 66.5807 | 1271.1543 | 69.2187 | 1323.1098 | 71.8387 | 1375.2297 | 74.4554 | 1424.2129 | 77.0648 | 1460.5379 | 79.6673 | 1496.3727 | 82.2634 | 1531.6943 | 84.853 | 1567.2397 | 87.4366 | 1603.8981 | 90.0145 | 1639.3763 | 92.5868 |  | 37.941 | 12.3321 | 75.8619 | 13.8924 | 94.1609 | 17.8029 | 113.3548 | 21.8274 | 133.6892 | 25.8906 | 165.1164 | 30.0445 | 209.2869 | 34.2793 | 257.082 | 38.5885 | 308.8345 | 42.972 | 375.223 | 47.448 | 468.4746 | 52.0256 | 568.4676 | 56.5055 | 667.9365 | 60.2555 | 766.5402 | 63.9846 | 857.6014 | 67.7154 | 1008.71 | 71.4011 | 1374.105 | 103.4199 | 1730.505 | 135.4756 | 2081.3295 | 167.571 | 2428.4577 | 199.7151 | 2768.5487 | 231.8963 | 3093.5762 | 264.114 | 3423.2117 | 296.3942 | 3741.8534 | 328.6632 | 4060.6068 | 360.9795 | 4380.4286 | 393.324 | 4701.2793 | 425.6954 | 5020.7993 | 458.0926 | 5339.45 | 490.5141 | 5657.2663 | 522.9591 | 5968.125 | 555.4262 | 6009.4917 | 559.1371 |  | 37.941 | 12.3321 | 75.8619 | 13.8924 | 94.1609 | 17.8029 | 113.3548 | 21.8274 | 133.6892 | 25.8906 | 166.7481 | 30.0463 | 217.4396 | 34.2851 | 270.1186 | 38.6007 | 321.8711 | 42.9934 | 388.2595 | 47.4813 | 553.2343 | 52.0739 | 939.9686 | 84.7535 | 1325.8122 | 116.7937 | 1710.4986 | 148.9058 | 2087.1094 | 181.1492 | 2452.0772 | 213.4033 | 2817.3994 | 245.7081 | 3173.568 | 278.033 | 3526.4413 | 310.3933 | 3875.8674 | 342.8067 | 4221.3129 | 375.2526 | 4542.554 | 407.7312 | 4865.4809 | 440.2818 | 5187.9796 | 472.7951 | 5511.1798 | 505.359 | 5888.9285 | 537.9463 | 5926.2426 | 541.8177 | 5964.8393 | 545.6577 | 5998.0138 | 549.4678 | 6038.9584 | 553.2496 | 6082.4372 | 557.0042 | 6123.9332 | 560.7327
Windermere |  | 40.8649 | 20.5131 | 57.2889 | 23.0299 | 64.1625 | 29.4123 | 70.516 | 35.7142 | 77.7452 | 41.9804 | 92.5956 | 48.3447 | 122.5673 | 54.7073 | 154.1746 | 61.1767 | 185.2329 | 67.6482 | 226.222 | 74.1914 | 295.1076 | 80.8012 | 397.2006 | 87.2326 | 498.7583 | 92.5009 | 599.5287 | 97.689 | 694.5762 | 102.807 | 781.7247 | 107.837 | 870.2297 | 155.4364 | 960.6895 | 202.4491 | 1072.1666 | 249.245 | 1189.1363 | 295.7 | 1293.1598 | 341.4747 | 1357.8595 | 387.2058 | 1413.9854 | 432.5445 | 1463.1803 | 477.4507 | 1512.6009 | 522.0541 | 1557.5628 | 566.327 | 1584.752 | 610.2764 | 1611.2064 | 653.9088 | 1636.8788 | 697.2297 | 1662.7854 | 740.2454 | 1690.1706 | 782.9605 | 1715.8046 | 784.9794 |  | 40.8649 | 20.5131 | 42.2228 | 23.0299 | 43.848 | 26.2271 | 44.7251 | 29.4697 | 45.8191 | 32.7937 | 53.9747 | 35.8259 | 83.6306 | 37.9718 | 114.9836 | 41.6154 | 145.6636 | 45.3072 | 186.254 | 49.0359 | 245.0219 | 52.84 | 308.2615 | 57.111 | 371.0028 | 59.9009 | 432.9368 | 62.6505 | 489.179 | 65.3656 | 547.3187 | 68.0349 | 639.7216 | 70.6804 | 738.6257 | 73.2087 | 835.9591 | 75.7685 | 934.9819 | 78.2964 | 1029.9131 | 80.7106 | 1112.763 | 83.1686 | 1196.6936 | 85.5817 | 1278.1026 | 87.9449 | 1356.6124 | 90.2835 | 1409.3656 | 92.5925 | 1462.5995 | 94.8722 | 1515.0551 | 97.1238 | 1566.6526 | 99.3481 | 1618.3117 | 101.5464 | 1665.7651 | 103.7192 | 1695.2616 | 105.8676 |  | 40.8649 | 20.5131 | 57.2889 | 23.0299 | 64.1625 | 26.6339 | 70.516 | 30.2517 | 77.7452 | 33.9519 | 92.5956 | 37.4556 | 122.5673 | 40.2739 | 154.1746 | 44.3152 | 185.2329 | 48.4112 | 226.222 | 52.5534 | 295.1076 | 56.7822 | 397.2006 | 61.4101 | 498.7583 | 65.2347 | 599.5287 | 69.0154 | 694.5762 | 72.758 | 781.7247 | 76.4492 | 870.2297 | 80.1151 | 960.6895 | 83.6484 | 1072.1666 | 87.218 | 1189.1363 | 90.7527 | 1293.1598 | 94.1558 | 1357.8595 | 97.6111 | 1413.9854 | 101.0147 | 1463.1803 | 104.3604 | 1512.6009 | 107.6786 | 1557.5628 | 110.9616 | 1584.752 | 114.2109 | 1611.2064 | 117.4276 | 1636.8788 | 120.6123 | 1662.7854 | 123.766 | 1690.1706 | 126.8896 | 1715.8046 | 129.9837 |  | 40.8649 | 20.5131 | 65.8036 | 23.0299 | 79.121 | 29.4123 | 90.9196 | 35.7142 | 103.5919 | 41.9804 | 123.8049 | 48.3447 | 154.5546 | 54.7073 | 196.7794 | 61.1767 | 267.1821 | 67.6482 | 347.7615 | 74.1914 | 446.9149 | 80.8012 | 550.6624 | 87.2326 | 654.4104 | 92.5009 | 757.751 | 97.689 | 855.7993 | 102.807 | 1021.7631 | 107.837 | 1416.0801 | 155.4364 | 1817.4289 | 202.4491 | 2214.5469 | 249.245 | 2606.4873 | 295.7 | 2988.7609 | 341.4747 | 3349.4182 | 387.2058 | 3686.7171 | 432.5445 | 4008.7653 | 477.4507 | 4330.1602 | 522.0541 | 4651.9333 | 566.327 | 4974.1095 | 610.2764 | 5293.7859 | 653.9088 | 5611.5207 | 697.2297 | 5927.5361 | 740.2454 | 6161.4356 | 782.9605 | 6182.3916 | 784.9794 |  | 40.8649 | 20.5131 | 65.8036 | 23.0299 | 79.121 | 29.4123 | 90.9196 | 35.7142 | 103.5919 | 41.9804 | 133.3995 | 48.3418 | 202.4756 | 54.6981 | 273.3849 | 61.1572 | 343.7876 | 67.6143 | 424.3669 | 74.1386 | 599.7089 | 80.7249 | 1008.115 | 130.5324 | 1415.8058 | 178.7931 | 1822.514 | 226.6173 | 2223.2387 | 274.0511 | 2615.7467 | 321.0616 | 3009.3798 | 367.7661 | 3407.1556 | 413.6636 | 3804.1409 | 459.5586 | 4198.0637 | 505.1335 | 4561.7266 | 549.8317 | 4889.1933 | 594.7022 | 5216.8973 | 639.1587 | 5543.1214 | 683.1502 | 5869.2921 | 726.8657 | 6122.1948 | 770.2616 | 6139.638 | 772.3779 | 6157.5423 | 774.4704 | 6172.8581 | 776.5389 | 6191.8025 | 778.5844 | 6211.7246 | 780.6066 | 6231.1078 | 782.6059
Winifred Rd |  | 43.2731 | 13.9233 | 60.1119 | 15.7114 | 67.5741 | 20.1675 | 74.6644 | 24.6384 | 82.6744 | 29.143 | 96.8311 | 33.7367 | 124.4365 | 38.3985 | 153.6161 | 43.1444 | 182.1791 | 47.9645 | 219.9483 | 52.8837 | 274.9259 | 57.8992 | 335.0527 | 62.8148 | 394.7136 | 66.9121 | 453.6349 | 70.9854 | 507.1297 | 75.0173 | 553.2215 | 79.0409 | 600.4259 | 114.4387 | 649.272 | 149.8129 | 687.743 | 185.2587 | 720.2317 | 220.6869 | 747.116 | 256.1389 | 771.6822 | 291.712 | 808.4141 | 327.2885 | 856.4894 | 362.8793 | 904.7515 | 398.5354 | 948.3076 | 434.2402 | 974.0679 | 469.9964 | 999.2121 | 505.8062 | 1023.6884 | 541.6715 | 1048.5584 | 577.5947 | 1075.0771 | 613.577 | 1099.9469 | 617.8226 |  | 43.2731 | 13.9233 | 45.0143 | 15.7114 | 47.1666 | 17.9834 | 48.5786 | 20.3254 | 50.2447 | 22.755 | 58.4023 | 24.9846 | 86.3451 | 26.6311 | 115.6166 | 29.3225 | 143.9638 | 32.0922 | 181.4025 | 34.9158 | 235.6474 | 37.8212 | 294.1706 | 41.0778 | 352.1464 | 43.2798 | 409.4207 | 45.4705 | 461.2164 | 47.6388 | 506.0598 | 49.8059 | 552.8032 | 51.9729 | 599.7367 | 54.1063 | 642.7086 | 56.2455 | 683.0868 | 58.3592 | 714.9485 | 60.4626 | 725.8396 | 62.5761 | 736.6898 | 64.6718 | 747.2234 | 66.7539 | 756.6264 | 68.8321 | 815.3874 | 70.9038 | 874.6443 | 72.9688 | 932.9069 | 75.0279 | 990.2117 | 77.0816 | 1047.7153 | 79.1305 | 1100.2732 | 81.1748 | 1131.5824 | 83.2153 |  | 43.2731 | 13.9233 | 60.1119 | 15.7114 | 67.5741 | 18.2623 | 74.6644 | 20.87 | 82.6744 | 23.5696 | 96.8311 | 26.1379 | 124.4365 | 28.2679 | 153.6161 | 31.253 | 182.1791 | 34.3249 | 219.9483 | 37.4602 | 274.9259 | 40.688 | 335.0527 | 44.2204 | 394.7136 | 47.1886 | 453.6349 | 50.1498 | 507.1297 | 53.0908 | 553.2215 | 56.0347 | 600.4259 | 58.984 | 649.272 | 61.9001 | 687.743 | 64.8274 | 720.2317 | 67.7306 | 747.116 | 70.6259 | 771.6822 | 73.5379 | 808.4141 | 76.4337 | 856.4894 | 79.3176 | 904.7515 | 82.2017 | 948.3076 | 85.0816 | 974.0679 | 87.9581 | 999.2121 | 90.8317 | 1023.6884 | 93.7026 | 1048.5584 | 96.5715 | 1075.0771 | 99.4386 | 1099.9469 | 102.3044 |  | 43.2731 | 13.9233 | 68.7927 | 15.7114 | 83.2174 | 20.1675 | 96.0356 | 24.6384 | 109.845 | 29.143 | 130.8591 | 33.7367 | 159.5704 | 38.3985 | 189.7794 | 43.1444 | 220.4836 | 47.9645 | 260.5637 | 52.8837 | 317.7183 | 57.8992 | 379.2389 | 62.8148 | 440.7818 | 66.9121 | 501.8102 | 70.9854 | 558.1043 | 75.0173 | 742.0464 | 79.0409 | 1330.9569 | 114.4387 | 1929.0335 | 149.8129 | 2530.5415 | 185.2587 | 3129.7142 | 220.6869 | 3717.54 | 256.1389 | 4278.0886 | 291.712 | 4853.7802 | 327.2885 | 5409.1583 | 362.8793 | 5963.6983 | 398.5354 | 6518.8723 | 434.2402 | 7074.9753 | 469.9964 | 7627.7356 | 505.8062 | 8178.1171 | 541.6715 | 8726.337 | 577.5947 | 9138.0118 | 613.577 | 9164.7851 | 617.8226 |  | 43.2731 | 13.9233 | 68.7927 | 15.7114 | 83.2174 | 20.1675 | 96.0356 | 24.6384 | 109.845 | 29.143 | 131.1911 | 33.7351 | 161.2299 | 38.3935 | 192.4341 | 43.1339 | 223.1382 | 47.9461 | 263.2183 | 52.855 | 455.7805 | 57.8575 | 1058.7141 | 94.0208 | 1660.948 | 129.3764 | 2262.1389 | 164.7341 | 2857.6311 | 200.058 | 3445.4055 | 235.4371 | 4034.8787 | 270.9001 | 4636.5504 | 306.275 | 5239.791 | 341.7716 | 5843.4672 | 377.2114 | 6449.2168 | 412.6767 | 7012.6602 | 448.3154 | 7577.1134 | 483.936 | 8139.5839 | 519.5601 | 8702.3327 | 555.2614 | 9102.375 | 591.0145 | 9126.5978 | 595.25 | 9151.911 | 599.4836 | 9172.9911 | 603.7153 | 9200.2288 | 607.9459 | 9229.5956 | 612.1751 | 9257.2336 | 616.4031
Withington |  | 81.3914 | 16.0335 | 115.1139 | 18.1456 | 129.2644 | 23.3308 | 143.4258 | 28.6383 | 159.3769 | 34.025 | 191.577 | 39.5601 | 259.7763 | 45.2428 | 331.8349 | 51.0675 | 402.3595 | 57.04 | 495.7311 | 63.1531 | 635.178 | 69.4203 | 797.3379 | 75.6297 | 958.2403 | 80.9182 | 1117.3761 | 86.1714 | 1263.5553 | 91.404 | 1391.4678 | 96.5936 | 1522.4626 | 140.2585 | 1658.0335 | 184.1334 | 1786.0894 | 228.2194 | 1896.6156 | 272.5975 | 1980.7721 | 317.1737 | 2052.5587 | 361.9858 | 2139.2178 | 406.9047 | 2235.9634 | 452.2401 | 2332.8128 | 497.734 | 2421.7981 | 543.4559 | 2480.8631 | 589.4051 | 2538.7353 | 635.5808 | 2595.3443 | 681.9816 | 2652.4227 | 728.6072 | 2712.0177 | 775.456 | 2768.7323 | 782.2661 |  | 81.3914 | 16.0335 | 84.2558 | 18.1456 | 87.7236 | 20.8041 | 90.2906 | 23.5961 | 93.2447 | 26.5061 | 112.4015 | 29.2047 | 181.0077 | 31.2568 | 253.1001 | 34.554 | 323.1601 | 37.9795 | 415.8667 | 41.4807 | 550.23 | 45.1028 | 694.8515 | 49.1847 | 838.6079 | 52.0434 | 980.2926 | 54.8803 | 1109.0235 | 57.7056 | 1223.571 | 60.5057 | 1360.0609 | 63.3174 | 1505.7359 | 66.0992 | 1624.4206 | 68.8662 | 1735.6552 | 71.6445 | 1831.6165 | 74.4087 | 1888.8606 | 77.1703 | 1946.7864 | 79.9052 | 2003.5935 | 82.6755 | 2060.8139 | 85.4304 | 2172.3961 | 88.185 | 2285.2923 | 90.9388 | 2396.7074 | 93.6928 | 2506.5529 | 96.4471 | 2616.5402 | 99.2025 | 2717.7448 | 101.9591 | 2782.3515 | 104.7175 |  | 81.3914 | 16.0335 | 115.1139 | 18.1456 | 129.2644 | 21.1268 | 143.4258 | 24.2581 | 159.3769 | 27.5179 | 191.577 | 30.6497 | 259.7763 | 33.3064 | 331.8349 | 36.9923 | 402.3595 | 40.8196 | 495.7311 | 44.7345 | 635.178 | 48.7844 | 797.3379 | 53.2419 | 958.2403 | 57.0662 | 1117.3761 | 60.8784 | 1263.5553 | 64.6879 | 1391.4678 | 68.4784 | 1522.4626 | 72.2921 | 1658.0335 | 76.0807 | 1786.0894 | 79.8605 | 1896.6156 | 83.6624 | 1980.7721 | 87.4552 | 2052.5587 | 91.2533 | 2139.2178 | 95.0269 | 2235.9634 | 98.8499 | 2332.8128 | 102.6623 | 2421.7981 | 106.4804 | 2480.8631 | 110.305 | 2538.7353 | 114.1363 | 2595.3443 | 117.9746 | 2652.4227 | 121.8201 | 2712.0177 | 125.6734 | 2768.7323 | 129.5344 |  | 81.3914 | 16.0335 | 132.6675 | 18.1456 | 159.9858 | 23.3308 | 185.9355 | 28.6383 | 213.6473 | 34.025 | 258.6412 | 39.5601 | 328.4224 | 45.2428 | 405.7902 | 51.0675 | 494.2695 | 57.04 | 605.9297 | 63.1531 | 759.7225 | 69.4203 | 924.064 | 75.6297 | 1088.1049 | 80.9182 | 1250.8223 | 86.1714 | 1401.3142 | 91.404 | 1684.2641 | 96.5936 | 2420.7347 | 140.2585 | 3164.3473 | 184.1334 | 3891.8366 | 228.2194 | 4608.1423 | 272.5975 | 5309.4552 | 317.1737 | 5977.1146 | 361.9858 | 6651.1501 | 406.9047 | 7299.4543 | 452.2401 | 7946.6921 | 497.734 | 8594.9278 | 543.4559 | 9244.0982 | 589.4051 | 9888.8367 | 635.5808 | 10530.4443 | 681.9816 | 11169.2987 | 728.6072 | 11650.9213 | 775.456 | 11705.6252 | 782.2661 |  | 81.3914 | 16.0335 | 132.6675 | 18.1456 | 159.9858 | 23.3308 | 185.9355 | 28.6383 | 213.6473 | 34.025 | 262.7932 | 39.561 | 349.1754 | 45.2458 | 438.9871 | 51.0737 | 527.4665 | 57.051 | 639.1266 | 63.1703 | 944.2051 | 69.4454 | 1713.4935 | 113.3571 | 2481.354 | 156.7117 | 3247.062 | 200.3461 | 3999.3954 | 244.2596 | 4732.9687 | 288.3646 | 5468.7217 | 332.8178 | 6209.4289 | 377.3971 | 6943.3163 | 422.1524 | 7664.3238 | 467.2392 | 8375.61 | 512.4891 | 9032.5249 | 557.9725 | 9691.0944 | 603.4983 | 10347.424 | 649.5297 | 11003.9069 | 695.6817 | 11503.5192 | 742.0582 | 11553.0114 | 748.9351 | 11603.7891 | 755.7989 | 11649.4574 | 762.6504 | 11702.62 | 769.4915 | 11758.1524 | 776.3225 | 11812.0362 | 783.1445
Withyfold Drive |  | 68.8863 | 15.4454 | 113.7288 | 17.3996 | 130.8527 | 22.2974 | 148.9764 | 27.3378 | 169.2385 | 32.4267 | 207.7836 | 37.6294 | 282.84 | 42.9333 | 362.1082 | 48.3303 | 439.6859 | 53.8205 | 542.4706 | 59.4264 | 698.3305 | 65.1597 | 885.6953 | 70.7706 | 1071.6283 | 75.4672 | 1255.6695 | 80.1378 | 1425.719 | 84.8104 | 1575.6008 | 89.4266 | 1728.9534 | 129.5287 | 1887.557 | 169.677 | 2024.7942 | 209.8751 | 2154.2419 | 250.134 | 2268.3486 | 290.4395 | 2354.6829 | 330.7908 | 2445.0495 | 371.2202 | 2535.6377 | 411.6357 | 2626.4203 | 452.1103 | 2711.6111 | 492.6203 | 2774.5072 | 533.1641 | 2836.5879 | 573.7401 | 2897.8204 | 614.3465 | 2959.5044 | 654.9824 | 3023.2021 | 695.6459 | 3084.8932 | 700.2937 |  | 68.8863 | 15.4454 | 71.1667 | 17.3996 | 73.9238 | 19.8826 | 76.4118 | 22.5097 | 79.2746 | 25.2299 | 100.1452 | 27.7324 | 175.7404 | 29.6001 | 255.1135 | 32.6252 | 332.3722 | 35.7437 | 434.6457 | 38.9262 | 583.0247 | 42.2142 | 742.7673 | 45.8907 | 901.3644 | 48.3935 | 1057.9126 | 50.8837 | 1200.5167 | 53.3791 | 1329.0904 | 55.843 | 1478.1059 | 58.291 | 1630.0119 | 60.7182 | 1776.4034 | 63.1304 | 1919.8125 | 65.5318 | 2041.5434 | 67.9197 | 2106.8301 | 70.2948 | 2173.2426 | 72.6647 | 2238.1496 | 75.0119 | 2303.6073 | 77.3517 | 2382.5679 | 79.681 | 2463.4993 | 81.9995 | 2544.3578 | 84.3081 | 2625.1724 | 86.607 | 2707.3286 | 88.897 | 2784.0625 | 91.1782 | 2833.6247 | 93.4513 |  | 68.8863 | 15.4454 | 113.7288 | 17.3996 | 130.8527 | 20.1911 | 148.9764 | 23.1565 | 169.2385 | 26.2253 | 207.7836 | 29.1538 | 282.84 | 31.6062 | 362.1082 | 35.0096 | 439.6859 | 38.5156 | 542.4706 | 42.0947 | 698.3305 | 45.7903 | 885.6953 | 49.8212 | 1071.6283 | 53.222 | 1255.6695 | 56.6158 | 1425.719 | 60.0215 | 1575.6008 | 63.3974 | 1728.9534 | 66.7617 | 1887.557 | 70.1076 | 2024.7942 | 73.4413 | 2154.2419 | 76.7681 | 2268.3486 | 80.0837 | 2354.6829 | 83.3893 | 2445.0495 | 86.6933 | 2535.6377 | 89.9747 | 2626.4203 | 93.252 | 2711.6111 | 96.5201 | 2774.5072 | 99.7797 | 2836.5879 | 103.0311 | 2897.8204 | 106.2745 | 2959.5044 | 109.5104 | 3023.2021 | 112.739 | 3084.8932 | 115.9607 |  | 68.8863 | 15.4454 | 137.0423 | 17.3996 | 170.4659 | 22.2974 | 203.9496 | 27.3378 | 239.2267 | 32.4267 | 293.7171 | 37.6294 | 370.2891 | 42.9333 | 457.2924 | 48.3303 | 562.8407 | 53.8205 | 693.7958 | 59.4264 | 871.524 | 65.1597 | 1060.9727 | 70.7706 | 1249.4546 | 75.4672 | 1436.3157 | 80.1378 | 1610.1109 | 84.8104 | 1883.1952 | 89.4266 | 2513.5364 | 129.5287 | 3127.2491 | 169.677 | 3733.8599 | 209.8751 | 4334.5495 | 250.134 | 4922.6097 | 290.4395 | 5483.1811 | 330.7908 | 6039.1532 | 371.2202 | 6574.5304 | 411.6357 | 7110.4723 | 452.1103 | 7648.5191 | 492.6203 | 8188.643 | 533.1641 | 8726.9466 | 573.7401 | 9264.2369 | 614.3465 | 9800.2847 | 654.9824 | 10357.6301 | 695.6459 | 10433.2571 | 700.2937 |  | 68.8863 | 15.4454 | 137.0423 | 17.3996 | 170.4659 | 22.2974 | 203.9496 | 27.3378 | 239.2267 | 32.4267 | 300.4453 | 37.6316 | 403.9083 | 42.9406 | 511.0558 | 48.3457 | 616.6042 | 53.8472 | 747.5592 | 59.4682 | 1044.8738 | 65.2202 | 1712.4052 | 106.1499 | 2378.4142 | 146.2788 | 3042.4242 | 186.4978 | 3692.354 | 226.8812 | 4322.0239 | 267.2779 | 4951.9356 | 307.7382 | 5563.8261 | 348.2236 | 6172.3061 | 388.7535 | 6776.5267 | 429.3498 | 7362.2314 | 469.9868 | 7901.5329 | 510.6648 | 8443.7637 | 551.4329 | 8985.5756 | 592.1544 | 9528.9386 | 632.9392 | 10230.6547 | 673.7533 | 10298.7537 | 678.6019 | 10369.3968 | 683.4115 | 10429.2904 | 688.1833 | 10504.5579 | 692.9199 | 10584.8795 | 697.6223 | 10661.171 | 702.2922
Woodbine St |  | 39.0208 | 8.1637 | 58.9394 | 9.1988 | 67.4162 | 11.7909 | 75.1804 | 14.4142 | 83.8673 | 17.0502 | 100.0573 | 19.7355 | 131.4566 | 22.4645 | 164.6136 | 25.229 | 197.0551 | 28.0404 | 240.0454 | 30.9053 | 303.2611 | 33.8216 | 373.7124 | 36.6699 | 443.5664 | 39.048 | 512.5497 | 41.4087 | 575.3469 | 43.7556 | 629.5039 | 46.1008 | 684.8575 | 66.7126 | 742.0495 | 87.3145 | 785.0823 | 107.9112 | 822.3087 | 128.5672 | 854.2658 | 149.1739 | 882.5655 | 169.8542 | 917.9174 | 190.4401 | 959.0461 | 211.114 | 1000.1954 | 231.772 | 1038.2713 | 252.438 | 1065.0157 | 273.1126 | 1091.4152 | 293.7963 | 1117.4368 | 314.4893 | 1143.7515 | 335.1925 | 1171.1494 | 355.9059 | 1197.5339 | 358.1945 |  | 39.0208 | 8.1637 | 40.6668 | 9.1988 | 42.7438 | 10.514 | 43.8338 | 11.8813 | 45.0985 | 13.2925 | 53.8864 | 14.5848 | 85.5823 | 15.5399 | 118.8479 | 17.0958 | 151.2094 | 18.7004 | 194.0411 | 20.3342 | 256.2016 | 22.0133 | 323.1291 | 23.8913 | 389.4445 | 25.161 | 454.8909 | 26.4222 | 514.1282 | 27.6772 | 565.4509 | 28.9336 | 618.6354 | 30.1756 | 671.3137 | 31.406 | 721.9912 | 32.6279 | 770.3634 | 33.8582 | 808.4527 | 35.0668 | 820.6398 | 36.2839 | 832.8648 | 37.4733 | 844.6889 | 38.6729 | 856.149 | 39.8619 | 893.659 | 41.0456 | 930.747 | 42.2238 | 966.5123 | 43.397 | 1000.9843 | 44.5655 | 1034.8917 | 45.7296 | 1065.1316 | 46.8894 | 1082.1331 | 48.0453 |  | 39.0208 | 8.1637 | 58.9394 | 9.1988 | 67.4162 | 10.6771 | 75.1804 | 12.2096 | 83.8673 | 13.7894 | 100.0573 | 15.2903 | 131.4566 | 16.5377 | 164.6136 | 18.2754 | 197.0551 | 20.0666 | 240.0454 | 21.8918 | 303.2611 | 23.7678 | 373.7124 | 25.8149 | 443.5664 | 27.538 | 512.5497 | 29.2544 | 575.3469 | 30.9664 | 629.5039 | 32.6824 | 684.8575 | 34.385 | 742.0495 | 36.0768 | 785.0823 | 37.7612 | 822.3087 | 39.4583 | 854.2658 | 41.1321 | 882.5655 | 42.8187 | 917.9174 | 44.4746 | 959.0461 | 46.145 | 1000.1954 | 47.8052 | 1038.2713 | 49.4607 | 1065.0157 | 51.112 | 1091.4152 | 52.7593 | 1117.4368 | 54.4029 | 1143.7515 | 56.0428 | 1171.1494 | 57.6795 | 1197.5339 | 59.3129 |  | 39.0208 | 8.1637 | 69.3733 | 9.1988 | 86.139 | 11.7909 | 100.463 | 14.4142 | 115.5875 | 17.0502 | 138.8015 | 19.7355 | 170.8654 | 22.4645 | 205.2005 | 25.229 | 241.3794 | 28.0404 | 288.1816 | 30.9053 | 354.5123 | 33.8216 | 425.6837 | 36.6699 | 496.4488 | 39.048 | 566.4276 | 41.4087 | 630.6407 | 43.7556 | 776.2703 | 46.1008 | 1191.2051 | 66.7126 | 1602.8679 | 87.3145 | 2016.678 | 107.9112 | 2428.2077 | 128.5672 | 2831.5341 | 149.1739 | 3215.9474 | 169.8542 | 3608.6101 | 190.4401 | 3987.1466 | 211.114 | 4364.8129 | 231.772 | 4742.5069 | 252.438 | 5120.4433 | 273.1126 | 5495.897 | 293.7963 | 5869.4443 | 314.4893 | 6241.2211 | 335.1925 | 6478.5036 | 355.9059 | 6501.4797 | 358.1945 |  | 39.0208 | 8.1637 | 69.3733 | 9.1988 | 86.139 | 11.7909 | 100.463 | 14.4142 | 115.5875 | 17.0502 | 139.6422 | 19.7355 | 175.0676 | 22.4646 | 211.9224 | 25.229 | 248.1013 | 28.0404 | 294.9035 | 30.9054 | 451.5866 | 33.8218 | 883.9943 | 54.9378 | 1315.5967 | 75.5829 | 1746.0955 | 96.2157 | 2170.1991 | 116.8498 | 2585.3614 | 137.526 | 3000.5089 | 158.1776 | 3414.0219 | 178.8102 | 3829.1273 | 199.4368 | 4243.5969 | 220.1678 | 4657.1603 | 240.8089 | 5041.1171 | 261.5637 | 5425.7791 | 282.1701 | 5808.9697 | 302.9051 | 6192.0321 | 323.6127 | 6387.4601 | 344.3282 | 6409.6991 | 346.665 | 6432.1838 | 348.9913 | 6453.655 | 351.3074 | 6476.5853 | 353.6141 | 6499.997 | 355.9116 | 6523.0303 | 358.2003
Woodfield Rd |  | 71.2501 | 15.013 | 138.6993 | 17.0266 | 162.9596 | 21.9464 | 189.861 | 27.0832 | 219.8211 | 32.3183 | 276.6788 | 37.6944 | 385.5599 | 43.2223 | 500.5021 | 48.8678 | 612.9874 | 54.6662 | 762.1443 | 60.5822 | 983.8 | 66.6504 | 1236.9892 | 72.6094 | 1488.0038 | 77.6801 | 1736.3312 | 82.7532 | 1964.7232 | 87.7671 | 2163.7244 | 92.8363 | 2367.9169 | 134.7147 | 2580.0698 | 176.9268 | 2733.048 | 219.4029 | 2870.4694 | 261.9544 | 2993.9835 | 304.9305 | 3097.4881 | 347.8995 | 3204.5282 | 390.9955 | 3310.9177 | 434.58 | 3417.6832 | 478.2443 | 3520.7457 | 522.1068 | 3608.4033 | 566.1646 | 3695.4462 | 610.4149 | 3781.834 | 654.8548 | 3868.4694 | 699.4821 | 3956.4553 | 744.294 | 4042.9415 | 750.6539 |  | 71.2501 | 15.013 | 73.3492 | 17.0266 | 75.8389 | 19.5696 | 78.9195 | 22.2941 | 82.4466 | 25.1331 | 112.3771 | 27.7616 | 222.2599 | 29.7749 | 337.5498 | 32.9571 | 449.9256 | 36.2683 | 598.7349 | 39.6402 | 814.7086 | 43.1312 | 1047.0434 | 47.0288 | 1277.7219 | 49.754 | 1505.3837 | 52.4817 | 1713.1795 | 55.1733 | 1894.9777 | 57.9015 | 2084.701 | 60.5503 | 2272.8625 | 63.2341 | 2457.6954 | 65.9143 | 2637.1778 | 68.5428 | 2780.3057 | 71.2192 | 2829.3881 | 73.8378 | 2879.6418 | 76.4396 | 2928.9816 | 79.0938 | 2979.8055 | 81.7206 | 3032.5322 | 84.345 | 3086.3406 | 86.9665 | 3139.9088 | 89.586 | 3193.2201 | 92.2035 | 3247.1106 | 94.8198 | 3297.3015 | 97.435 | 3330.2258 | 100.0496 |  | 71.2501 | 15.013 | 138.6993 | 17.0266 | 162.9596 | 19.8732 | 189.861 | 22.9409 | 219.8211 | 26.1376 | 276.6788 | 29.2042 | 385.5599 | 31.819 | 500.5021 | 35.3989 | 612.9874 | 39.1209 | 762.1443 | 42.9134 | 983.8 | 46.8378 | 1236.9892 | 51.1157 | 1488.0038 | 54.7826 | 1736.3312 | 58.4636 | 1964.7232 | 62.114 | 2163.7244 | 65.8146 | 2367.9169 | 69.4347 | 2580.0698 | 73.1031 | 2733.048 | 76.7754 | 2870.4694 | 80.3959 | 2993.9835 | 84.0794 | 3097.4881 | 87.7023 | 3204.5282 | 91.3115 | 3310.9177 | 94.9898 | 3417.6832 | 98.6424 | 3520.7457 | 102.2975 | 3608.4033 | 105.9556 | 3695.4462 | 109.6171 | 3781.834 | 113.282 | 3868.4694 | 116.9505 | 3956.4553 | 120.6231 | 4042.9415 | 124.2998 |  | 71.2501 | 15.013 | 173.9143 | 17.0266 | 221.7524 | 21.9464 | 271.789 | 27.0832 | 324.1215 | 32.3183 | 404.3477 | 37.6944 | 514.7707 | 43.2223 | 635.4414 | 48.8678 | 768.6783 | 54.6662 | 938.7319 | 60.5822 | 1176.5358 | 66.6504 | 1431.0862 | 72.6094 | 1683.808 | 77.6801 | 1934.0331 | 82.7532 | 2164.9189 | 87.7671 | 2492.4891 | 92.8363 | 3195.5886 | 134.7147 | 3854.682 | 176.9268 | 4504.721 | 219.4029 | 5148.6742 | 261.9544 | 5778.6878 | 304.9305 | 6380.0988 | 347.8995 | 6983.2746 | 390.9955 | 7565.1762 | 434.58 | 8146.4424 | 478.2443 | 8728.5637 | 522.1068 | 9311.611 | 566.1646 | 9891.6027 | 610.4149 | 10469.348 | 654.8548 | 11044.9972 | 699.4821 | 11513.7977 | 744.294 | 11601.1882 | 750.6539 |  | 71.2501 | 15.013 | 173.9143 | 17.0266 | 221.7524 | 21.9464 | 271.789 | 27.0832 | 324.1215 | 32.3183 | 409.3635 | 37.6972 | 539.8374 | 43.2314 | 675.5331 | 48.8871 | 808.77 | 54.7 | 978.8236 | 60.6351 | 1343.0548 | 66.7272 | 2103.0732 | 108.9388 | 2860.6862 | 150.6183 | 3615.3501 | 192.6574 | 4349.8136 | 234.8892 | 5054.5853 | 277.5949 | 5757.5948 | 320.2149 | 6416.4409 | 363.2888 | 7068.9361 | 406.6209 | 7716.9164 | 449.8909 | 8350.7081 | 493.7214 | 8937.2977 | 537.3964 | 9526.9019 | 581.1622 | 10115.4622 | 625.5493 | 10704.4317 | 669.9493 | 11189.3841 | 714.5398 | 11273.0677 | 721.0721 | 11357.8048 | 727.5734 | 11437.7465 | 734.0449 | 11524.4488 | 740.4893 | 11613.2789 | 746.9074 | 11700.4348 | 753.301
Woodhill Lane |  | 24.3199 | 12.2283 | 33.1007 | 13.7478 | 36.7687 | 17.5701 | 40.6729 | 21.4238 | 45.0996 | 25.3008 | 54.2544 | 29.2799 | 74.3488 | 33.323 | 95.593 | 37.4347 | 116.3968 | 41.6479 | 143.912 | 45.8864 | 185.6329 | 50.1988 | 236.0975 | 54.3949 | 286.2103 | 57.9293 | 335.8311 | 61.3551 | 381.7161 | 64.7085 | 422.3231 | 67.9707 | 463.9146 | 98.1073 | 506.9382 | 128.1625 | 552.0957 | 157.9898 | 592.1314 | 187.6697 | 622.4654 | 217.3447 | 646.9766 | 246.7413 | 675.9311 | 276.136 | 707.4503 | 305.2764 | 739.1448 | 334.332 | 768.0961 | 363.2585 | 786.2719 | 392.0575 | 803.9609 | 420.7309 | 821.1319 | 449.28 | 838.414 | 477.7066 | 856.5541 | 506.0117 | 873.5874 | 508.0489 |  | 24.3199 | 12.2283 | 25.1034 | 13.7478 | 26.0259 | 15.6673 | 26.8649 | 17.6612 | 27.8372 | 19.7293 | 33.5707 | 21.645 | 53.7661 | 23.0602 | 74.9939 | 25.3779 | 95.6419 | 27.7888 | 122.9375 | 30.2065 | 162.4422 | 32.6901 | 204.9443 | 35.4591 | 247.2267 | 37.3483 | 288.8958 | 39.1721 | 326.825 | 40.9545 | 361.4202 | 42.6846 | 406.1123 | 44.4026 | 454.9803 | 46.1262 | 493.4165 | 47.7985 | 529.5748 | 49.453 | 562.2838 | 51.1232 | 586.2484 | 52.7408 | 610.5512 | 54.3693 | 634.359 | 55.9565 | 658.6131 | 57.5364 | 698.3994 | 59.101 | 739.0025 | 60.6503 | 779.4316 | 62.185 | 819.5724 | 63.7054 | 860 | 65.2123 | 897.4692 | 66.706 | 921.8523 | 68.187 |  | 24.3199 | 12.2283 | 33.1007 | 13.7478 | 36.7687 | 15.9104 | 40.6729 | 18.1471 | 45.0996 | 20.4621 | 54.2544 | 22.685 | 74.3488 | 24.5314 | 95.593 | 27.117 | 116.3968 | 29.8045 | 143.912 | 32.5036 | 185.6329 | 35.2767 | 236.0975 | 38.293 | 286.2103 | 40.8536 | 335.8311 | 43.3462 | 381.7161 | 45.7951 | 422.3231 | 48.1866 | 463.9146 | 50.5665 | 506.9382 | 52.9545 | 552.0957 | 55.2852 | 592.1314 | 57.5973 | 622.4654 | 59.9291 | 646.9766 | 62.2012 | 675.9311 | 64.4877 | 707.4503 | 66.7268 | 739.1448 | 68.9591 | 768.0961 | 71.174 | 786.2719 | 73.3721 | 803.9609 | 75.554 | 821.1319 | 77.72 | 838.414 | 79.8706 | 856.5541 | 82.0062 | 873.5874 | 84.1271 |  | 24.3199 | 12.2283 | 37.6325 | 13.7478 | 44.5632 | 17.5701 | 51.6704 | 21.4238 | 59.3444 | 25.3008 | 72.0959 | 29.2799 | 92.7555 | 33.323 | 116.3679 | 37.4347 | 145.3445 | 41.6479 | 181.1682 | 45.8864 | 229.2948 | 50.1988 | 280.526 | 54.3949 | 331.9144 | 57.9293 | 382.993 | 61.3551 | 430.61 | 64.7085 | 530.8418 | 67.9707 | 805.7688 | 98.1073 | 1088.1981 | 128.1625 | 1364.2091 | 157.9898 | 1636.0884 | 187.6697 | 1902.2667 | 217.3447 | 2155.3531 | 246.7413 | 2409.7104 | 276.136 | 2653.8386 | 305.2764 | 2897.4667 | 334.332 | 3141.4451 | 363.2585 | 3385.7327 | 392.0575 | 3628.1065 | 420.7309 | 3869.1968 | 449.28 | 4109.1764 | 477.7066 | 4284.3472 | 506.0117 | 4300.0496 | 508.0489 |  | 24.3199 | 12.2283 | 37.6325 | 13.7478 | 44.5632 | 17.5701 | 51.6704 | 21.4238 | 59.3444 | 25.3008 | 74.0024 | 29.2797 | 102.2848 | 33.3224 | 131.6113 | 37.4334 | 160.5879 | 41.6456 | 196.4116 | 45.8829 | 302.6698 | 50.1937 | 586.409 | 81.4818 | 869.7612 | 112.112 | 1152.4509 | 142.5364 | 1431.2204 | 172.7696 | 1704.517 | 202.7224 | 1979.1884 | 232.5602 | 2260.5334 | 262.3963 | 2538.8211 | 291.9128 | 2812.4999 | 321.2907 | 3081.6678 | 350.7558 | 3329.4566 | 379.8527 | 3577.6471 | 409.0199 | 3824.8554 | 437.8736 | 4072.0333 | 466.6658 | 4244.7498 | 495.3302 | 4258.8964 | 497.4821 | 4273.4255 | 499.6092 | 4286.3605 | 501.7122 | 4301.6044 | 503.7924 | 4317.5705 | 505.85 | 4333.0217 | 507.8857
Woodhouse Park |  | 83.4164 | 4.8256 | 117.5045 | 5.4612 | 133.221 | 7.0217 | 145.9675 | 8.6187 | 160.2175 | 10.2395 | 188.5452 | 11.9049 | 246.2251 | 13.6146 | 307.1207 | 15.3668 | 366.6773 | 17.1635 | 445.6187 | 19.0024 | 560.4592 | 20.8876 | 684.7293 | 22.7552 | 807.8801 | 24.3457 | 929.3198 | 25.9255 | 1039.0129 | 27.4991 | 1132.6041 | 29.0598 | 1228.118 | 42.1954 | 1326.6201 | 55.3937 | 1403.6055 | 68.6553 | 1464.5965 | 82.0041 | 1510.052 | 95.4121 | 1556.199 | 108.8909 | 1618.3001 | 122.4017 | 1694.6383 | 136.037 | 1770.5914 | 149.7197 | 1840.374 | 163.4708 | 1888.586 | 177.2898 | 1936.2436 | 191.1767 | 1983.3013 | 205.131 | 2031.0225 | 219.1526 | 2080.8661 | 233.241 | 2128.9313 | 235.2865 |  | 83.4164 | 4.8256 | 87.1378 | 5.4612 | 91.889 | 6.2612 | 93.6085 | 7.1013 | 95.5694 | 7.9769 | 111.3006 | 8.7888 | 169.3061 | 9.4061 | 230.3269 | 10.3981 | 289.6998 | 11.4285 | 368.3569 | 12.4817 | 482.5585 | 13.5713 | 605.4647 | 14.7991 | 727.2861 | 15.6588 | 847.3595 | 16.5119 | 955.6543 | 17.3616 | 1048.1339 | 18.2036 | 1143.9336 | 19.0492 | 1241.146 | 19.8857 | 1325.609 | 20.7179 | 1403.5622 | 21.5533 | 1464.288 | 22.3845 | 1482.0764 | 23.215 | 1499.5621 | 24.0374 | 1516.4106 | 24.8704 | 1531.4907 | 25.6988 | 1610.453 | 26.527 | 1687.7399 | 27.355 | 1761.5597 | 28.1831 | 1832.0502 | 29.0112 | 1900.6928 | 29.8396 | 1961.4313 | 30.6684 | 1995.8136 | 31.4977 |  | 83.4164 | 4.8256 | 117.5045 | 5.4612 | 133.221 | 6.3583 | 145.9675 | 7.3005 | 160.2175 | 8.2813 | 188.5452 | 9.2235 | 246.2251 | 10.0226 | 307.1207 | 11.1314 | 366.6773 | 12.2827 | 445.6187 | 13.4603 | 560.4592 | 14.6785 | 684.7293 | 16.0193 | 807.8801 | 17.1694 | 929.3198 | 18.3159 | 1039.0129 | 19.4615 | 1132.6041 | 20.6015 | 1228.118 | 21.7484 | 1326.6201 | 22.8877 | 1403.6055 | 24.0245 | 1464.5965 | 25.1677 | 1510.052 | 26.3083 | 1556.199 | 27.4504 | 1618.3001 | 28.5852 | 1694.6383 | 29.7347 | 1770.5914 | 30.8811 | 1840.374 | 32.0292 | 1888.586 | 33.1791 | 1936.2436 | 34.3311 | 1983.3013 | 35.4852 | 2031.0225 | 36.6414 | 2080.8661 | 37.7999 | 2128.9313 | 38.9608 |  | 83.4164 | 4.8256 | 135.5248 | 5.4612 | 166.7757 | 7.0217 | 190.426 | 8.6187 | 215.339 | 10.2395 | 254.9149 | 11.9049 | 313.4724 | 13.6146 | 375.1358 | 15.3668 | 436.3624 | 17.1635 | 517.1262 | 19.0024 | 633.7731 | 20.8876 | 759.2438 | 22.7552 | 883.819 | 24.3457 | 1006.9226 | 25.9255 | 1118.8116 | 27.4991 | 1335.9217 | 29.0598 | 1915.1678 | 42.1954 | 2485.9223 | 55.3937 | 3055.6049 | 68.6553 | 3618.8908 | 82.0041 | 4170.8929 | 95.4121 | 4697.0966 | 108.8909 | 5237.3518 | 122.4017 | 5759.2313 | 136.037 | 6279.9286 | 149.7197 | 6800.6593 | 163.4708 | 7321.7021 | 177.2898 | 7839.4375 | 191.1767 | 8354.4815 | 205.131 | 8867.1749 | 219.1526 | 9181.0313 | 233.241 | 9223.667 | 235.2865 |  | 83.4164 | 4.8256 | 135.5248 | 5.4612 | 166.7757 | 7.0217 | 190.426 | 8.6187 | 215.339 | 10.2395 | 255.1877 | 11.9052 | 314.8359 | 13.6154 | 377.3169 | 15.3687 | 438.5435 | 17.1667 | 519.3073 | 19.0075 | 757.6304 | 20.895 | 1369.5036 | 34.1062 | 1979.9802 | 47.149 | 2588.4631 | 60.2754 | 3184.941 | 73.4851 | 3764.8484 | 86.7521 | 4343.6572 | 100.1235 | 4914.5295 | 113.5322 | 5488.2859 | 126.9939 | 6055.2533 | 140.5545 | 6623.1664 | 154.1639 | 7151.8252 | 167.8435 | 7681.6875 | 181.5357 | 8209.6824 | 195.379 | 8737.4836 | 209.2585 | 9002.4883 | 223.2053 | 9043.982 | 225.2707 | 9085.8182 | 227.3322 | 9126.1882 | 229.3901 | 9168.6542 | 231.4448 | 9211.795 | 233.4965 | 9254.4115 | 235.5455
Woodley |  | 41.8973 | 7.4373 | 52.1458 | 8.3924 | 57.8208 | 10.7727 | 61.9415 | 13.1609 | 66.6238 | 15.5671 | 74.8088 | 18.0208 | 91.2966 | 20.511 | 108.7263 | 23.0461 | 125.7721 | 25.6208 | 148.3012 | 28.2484 | 181.8541 | 30.9275 | 220.7957 | 33.5532 | 259.469 | 35.7419 | 297.5975 | 37.9177 | 332.0695 | 40.0714 | 361.9379 | 42.2206 | 392.1868 | 61.1287 | 423 | 80.0243 | 454.7637 | 98.9581 | 483.3495 | 117.8824 | 506.4867 | 136.8195 | 524.8039 | 155.8213 | 552.8184 | 174.8249 | 589.0151 | 193.8361 | 625.0687 | 212.8823 | 656.7428 | 231.9544 | 672.6743 | 251.054 | 688.1529 | 270.1822 | 703.1462 | 289.3401 | 718.5822 | 308.5288 | 735.5419 | 327.7492 | 751.168 | 330.0171 |  | 41.8973 | 7.4373 | 43.8367 | 8.3924 | 46.3002 | 9.606 | 47.2761 | 10.8571 | 48.4278 | 12.1549 | 53.3605 | 13.3458 | 70.0282 | 14.2253 | 87.5081 | 15.6629 | 104.3472 | 17.1424 | 126.593 | 18.6507 | 158.8579 | 20.2026 | 193.7358 | 21.9422 | 228.2018 | 23.1184 | 262.2301 | 24.2886 | 292.5571 | 25.4468 | 319.6737 | 26.6044 | 352.2227 | 27.7619 | 385.7529 | 28.9015 | 416.2557 | 30.0442 | 445.1424 | 31.1733 | 469.8967 | 32.2968 | 484.7416 | 33.4257 | 499.5033 | 34.5452 | 513.7724 | 35.6574 | 527.3662 | 36.7675 | 581.0725 | 37.8741 | 634.4591 | 38.9771 | 686.1645 | 40.077 | 736.3131 | 41.174 | 785.9985 | 42.2685 | 830.64 | 43.3605 | 855.8906 | 44.4504 |  | 41.8973 | 7.4373 | 52.1458 | 8.3924 | 57.8208 | 9.755 | 61.9415 | 11.1479 | 66.6238 | 12.5899 | 74.8088 | 13.9619 | 91.2966 | 15.0996 | 108.7263 | 16.6941 | 125.7721 | 18.335 | 148.3012 | 20.0098 | 181.8541 | 21.734 | 220.7957 | 23.6209 | 259.469 | 25.2064 | 297.5975 | 26.7881 | 332.0695 | 28.3591 | 361.9379 | 29.9316 | 392.1868 | 31.507 | 423 | 33.0646 | 454.7637 | 34.6283 | 483.3495 | 36.1791 | 506.4867 | 37.7256 | 524.8039 | 39.2811 | 552.8184 | 40.8279 | 589.0151 | 42.3684 | 625.0687 | 43.909 | 656.7428 | 45.4473 | 672.6743 | 46.9838 | 688.1529 | 48.5188 | 703.1462 | 50.0523 | 718.5822 | 51.5848 | 735.5419 | 53.1163 | 751.168 | 54.6471 |  | 41.8973 | 7.4373 | 57.4753 | 8.3924 | 68.5458 | 10.7727 | 75.9018 | 13.1609 | 83.9351 | 15.5671 | 96.2841 | 18.0208 | 113.5693 | 20.511 | 132.4917 | 23.0461 | 154.0782 | 25.6208 | 181.3006 | 28.2484 | 218.7648 | 30.9275 | 258.856 | 33.5532 | 298.936 | 35.7419 | 338.736 | 37.9177 | 375.2995 | 40.0714 | 489.8194 | 42.2206 | 851.4857 | 61.1287 | 1220.4412 | 80.0243 | 1592.6528 | 98.9581 | 1962.6527 | 117.8824 | 2325.4522 | 136.8195 | 2671.3213 | 155.8213 | 3024.3996 | 174.8249 | 3364.4932 | 193.8361 | 3704.2321 | 212.8823 | 4044.5283 | 231.9544 | 4385.5482 | 251.054 | 4724.7545 | 270.1822 | 5062.5661 | 289.3401 | 5399.2311 | 308.5288 | 5659.9922 | 327.7492 | 5678.1491 | 330.0171 |  | 41.8973 | 7.4373 | 57.4753 | 8.3924 | 68.5458 | 10.7727 | 75.9018 | 13.1609 | 83.9351 | 15.5671 | 97.272 | 18.02 | 118.5071 | 20.5084 | 140.3904 | 23.0405 | 161.9769 | 25.611 | 189.1992 | 28.2331 | 309.3327 | 30.9052 | 679.8968 | 50.2223 | 1050.0582 | 69.1079 | 1419.5433 | 87.9946 | 1785.2555 | 106.8633 | 2146.1717 | 125.7614 | 2507.655 | 144.7044 | 2877.5292 | 163.6003 | 3250.6009 | 182.5612 | 3622.9672 | 201.4918 | 3994.3954 | 220.436 | 4338.9312 | 239.4728 | 4684.2696 | 258.5 | 5028.5222 | 277.529 | 5373.0978 | 296.5993 | 5652.5039 | 315.6972 | 5668.3574 | 317.9596 | 5685.1308 | 320.2211 | 5698.3399 | 322.4815 | 5716.7436 | 324.7413 | 5736.9302 | 327.0003 | 5755.6903 | 329.2588
Woolfold |  | 29.9444 | 5.9326 | 49.136 | 6.6849 | 56.5526 | 8.5644 | 65.4058 | 10.4836 | 75.4163 | 12.4244 | 91.434 | 14.3994 | 121.3269 | 16.4095 | 152.906 | 18.447 | 183.8214 | 20.5211 | 224.76 | 22.6363 | 285.3337 | 24.7781 | 354.1077 | 26.895 | 422.3352 | 28.6557 | 489.8205 | 30.4198 | 551.715 | 32.16 | 605.6045 | 33.9018 | 660.8694 | 49.0807 | 718.2033 | 64.2963 | 759.602 | 79.5335 | 796.6949 | 94.7973 | 831.5613 | 110.0829 | 860.8263 | 125.3907 | 896.0738 | 140.6983 | 936.0382 | 156.051 | 976.3347 | 171.4146 | 1013.8308 | 186.7974 | 1040.1766 | 202.1992 | 1066.0985 | 217.6198 | 1091.5496 | 233.0587 | 1117.1993 | 248.5161 | 1143.8576 | 263.9915 | 1169.4018 | 265.8045 |  | 29.9444 | 5.9326 | 31.007 | 6.6849 | 32.2872 | 7.6369 | 34.1896 | 8.636 | 36.4664 | 9.6751 | 45.9266 | 10.6246 | 76.6974 | 11.3295 | 108.646 | 12.4727 | 139.5422 | 13.6528 | 180.2804 | 14.8554 | 239.3069 | 16.0842 | 302.9156 | 17.4749 | 365.9572 | 18.4131 | 428.2469 | 19.3553 | 484.9019 | 20.2839 | 534.5769 | 21.2153 | 586.4137 | 22.135 | 637.3843 | 23.058 | 687.602 | 23.9758 | 736.0087 | 24.8899 | 774.1254 | 25.7995 | 786.876 | 26.7048 | 800.1508 | 27.6016 | 813.3123 | 28.4995 | 826.662 | 29.3918 | 858.7813 | 30.2807 | 891.1071 | 31.1659 | 922.7908 | 32.0479 | 953.8715 | 32.9268 | 984.9821 | 33.8028 | 1013.3014 | 34.676 | 1029.9187 | 35.5467 |  | 29.9444 | 5.9326 | 49.136 | 6.6849 | 56.5526 | 7.7553 | 65.4058 | 8.8801 | 75.4163 | 10.0483 | 91.434 | 11.1561 | 121.3269 | 12.0802 | 152.906 | 13.3626 | 183.8214 | 14.6855 | 224.76 | 16.0344 | 285.3337 | 17.4125 | 354.1077 | 18.9336 | 422.3352 | 20.2089 | 489.8205 | 21.491 | 551.715 | 22.76 | 605.6045 | 24.0341 | 660.8694 | 25.2972 | 718.2033 | 26.5661 | 759.602 | 27.831 | 796.6949 | 29.094 | 831.5613 | 30.3535 | 860.8263 | 31.6099 | 896.0738 | 32.8581 | 936.0382 | 34.1094 | 976.3347 | 35.3559 | 1013.8308 | 36.5996 | 1040.1766 | 37.8408 | 1066.0985 | 39.0797 | 1091.5496 | 40.3163 | 1117.1993 | 41.5509 | 1143.8576 | 42.7835 | 1169.4018 | 44.0142 |  | 29.9444 | 5.9326 | 59.0663 | 6.6849 | 73.5208 | 8.5644 | 89.3796 | 10.4836 | 106.5661 | 12.4244 | 131.7895 | 14.3994 | 163.1501 | 16.4095 | 196.4826 | 18.447 | 232.8022 | 20.5211 | 279.2373 | 22.6363 | 344.2613 | 24.7781 | 413.9702 | 26.895 | 483.3639 | 28.6557 | 552.1058 | 30.4198 | 615.7645 | 32.16 | 790.8574 | 33.9018 | 1324.1004 | 49.0807 | 1859.6001 | 64.2963 | 2396.7696 | 79.5335 | 2931.8792 | 94.7973 | 3456.145 | 110.0829 | 3957.0728 | 125.3907 | 4468.8245 | 140.6983 | 4961.7891 | 156.051 | 5453.5748 | 171.4146 | 5945.3591 | 186.7974 | 6437.4466 | 202.1992 | 6926.2582 | 217.6198 | 7412.5551 | 233.0587 | 7896.5488 | 248.5161 | 8215.0872 | 263.9915 | 8236.6848 | 265.8045 |  | 29.9444 | 5.9326 | 59.0663 | 6.6849 | 73.5208 | 8.5644 | 89.3796 | 10.4836 | 106.5661 | 12.4244 | 133.0152 | 14.3999 | 169.2764 | 16.4111 | 206.2824 | 18.4504 | 242.6021 | 20.527 | 289.0372 | 22.6455 | 473.9046 | 24.7914 | 1022.7454 | 40.3204 | 1570.7433 | 55.5112 | 2117.6668 | 70.7465 | 2658.6908 | 85.9699 | 3191.3574 | 101.245 | 3725.2343 | 116.5082 | 4264.2789 | 131.8349 | 4802.3318 | 147.1817 | 5341.531 | 162.5579 | 5879.1988 | 177.9545 | 6379.1775 | 193.3723 | 6880.3721 | 208.7782 | 7379.5805 | 224.2404 | 7878.6013 | 239.708 | 8136.957 | 255.1933 | 8157.7238 | 257.0617 | 8178.8069 | 258.919 | 8198.6068 | 260.7657 | 8220.2565 | 262.6025 | 8242.5303 | 264.4297 | 8264.3014 | 266.2478
Wordsworth St |  | 52.9325 | 9.6166 | 77.1647 | 10.8416 | 87.4783 | 13.8943 | 97.8834 | 16.9439 | 109.6272 | 20.0051 | 129.7146 | 23.1163 | 168.1452 | 26.2626 | 208.7572 | 29.4549 | 248.5111 | 32.6971 | 301.1235 | 35.985 | 379.8806 | 39.3264 | 472.0905 | 42.602 | 563.628 | 45.3133 | 654.1506 | 48.0004 | 737.202 | 50.668 | 809.9003 | 53.3069 | 884.1807 | 77.0665 | 960.8205 | 100.7729 | 1026.0682 | 124.4756 | 1086.5864 | 148.1109 | 1140.6583 | 171.7661 | 1183.1275 | 195.3385 | 1236.2752 | 218.9185 | 1297.394 | 242.474 | 1358.8624 | 266.0063 | 1414.9457 | 289.5202 | 1450.1574 | 313.0177 | 1484.6472 | 336.5007 | 1518.3506 | 359.9707 | 1552.5166 | 383.4295 | 1588.6362 | 406.8782 | 1622.8091 | 409.255 |  | 52.9325 | 9.6166 | 55.043 | 10.8416 | 57.6576 | 12.3896 | 59.7266 | 13.9773 | 62.1776 | 15.6189 | 73.758 | 17.1176 | 112.8581 | 18.212 | 153.7059 | 20.0157 | 193.2887 | 21.8735 | 245.5508 | 23.7545 | 321.2921 | 25.6844 | 402.9454 | 27.8545 | 483.8254 | 29.3038 | 563.7343 | 30.7413 | 636.1131 | 32.1698 | 700.7455 | 33.5835 | 773.5221 | 34.9931 | 846.6801 | 36.3877 | 917.8346 | 37.7837 | 986.8518 | 39.1589 | 1044.1317 | 40.5376 | 1072.1747 | 41.8939 | 1100.6683 | 43.249 | 1128.4525 | 44.5952 | 1156.4261 | 45.933 | 1222.9964 | 47.2636 | 1290.1915 | 48.587 | 1356.3268 | 49.9038 | 1421.433 | 51.2142 | 1486.8361 | 52.5188 | 1546.6658 | 53.8177 | 1582.2873 | 55.1115 |  | 52.9325 | 9.6166 | 77.1647 | 10.8416 | 87.4783 | 12.5818 | 97.8834 | 14.3523 | 109.6272 | 16.1793 | 129.7146 | 17.9097 | 168.1452 | 19.3338 | 208.7572 | 21.3366 | 248.5111 | 23.3991 | 301.1235 | 25.4899 | 379.8806 | 27.6362 | 472.0905 | 29.991 | 563.628 | 31.9564 | 654.1506 | 33.9114 | 737.202 | 35.8585 | 809.9003 | 37.791 | 884.1807 | 39.7216 | 960.8205 | 41.6376 | 1026.0682 | 43.5576 | 1086.5864 | 45.4564 | 1140.6583 | 47.3616 | 1183.1275 | 49.2431 | 1236.2752 | 51.1254 | 1297.394 | 52.9996 | 1358.8624 | 54.8663 | 1414.9457 | 56.7263 | 1450.1574 | 58.5801 | 1484.6472 | 60.4281 | 1518.3506 | 62.2706 | 1552.5166 | 64.1078 | 1588.6362 | 65.9402 | 1622.8091 | 67.768 |  | 52.9325 | 9.6166 | 89.7019 | 10.8416 | 109.768 | 13.8943 | 128.5558 | 16.9439 | 148.794 | 20.0051 | 179.1597 | 23.1163 | 219.1909 | 26.2626 | 263.1991 | 29.4549 | 314.0997 | 32.6971 | 378.0426 | 35.985 | 465.8481 | 39.3264 | 559.7228 | 42.602 | 653.4532 | 45.3133 | 746.4185 | 48.0004 | 832.7877 | 50.668 | 1090.2463 | 53.3069 | 1891.914 | 77.0665 | 2704.3417 | 100.7729 | 3521.5729 | 124.4756 | 4335.8166 | 148.1109 | 5134.1612 | 171.7661 | 5895.4219 | 195.3385 | 6670.8574 | 218.9185 | 7417.4815 | 242.474 | 8162.951 | 266.0063 | 8909.2081 | 289.5202 | 9656.6409 | 313.0177 | 10399.6254 | 336.5007 | 11139.3816 | 359.9707 | 11876.1994 | 383.4295 | 12425.931 | 406.8782 | 12461.7134 | 409.255 |  | 52.9325 | 9.6166 | 89.7019 | 10.8416 | 109.768 | 13.8943 | 128.5558 | 16.9439 | 148.794 | 20.0051 | 181.7176 | 23.1153 | 231.9764 | 26.2594 | 283.6511 | 29.4481 | 334.5517 | 32.6852 | 398.4945 | 35.9664 | 668.2154 | 39.2995 | 1489.4427 | 63.7694 | 2309.6581 | 87.6193 | 3128.4576 | 111.4003 | 3939.4245 | 135.132 | 4739.6183 | 158.7958 | 5541.9947 | 182.4471 | 6358.8889 | 206.0361 | 7177.5373 | 229.6574 | 7997.7684 | 253.184 | 8814.5159 | 276.767 | 9571.7397 | 300.2348 | 10330.5093 | 323.7312 | 11086.6306 | 347.2042 | 11843.1034 | 370.6547 | 12370.4794 | 394.0894 | 12402.9892 | 396.481 | 12436.8403 | 398.8672 | 12465.3692 | 401.2482 | 12501.6014 | 403.6244 | 12540.4695 | 405.9957 | 12577.1978 | 408.3625
Worsley Mesnes |  | 34.8803 | 5.1369 | 57.7152 | 5.7813 | 66.7205 | 7.4016 | 76.5319 | 9.0253 | 87.5644 | 10.6569 | 106.1803 | 12.3106 | 141.0227 | 13.9818 | 177.8199 | 15.6801 | 213.8354 | 17.3932 | 261.5677 | 19.1336 | 333.8092 | 20.9 | 420.234 | 22.6288 | 505.9998 | 24.0564 | 590.8644 | 25.4768 | 669.1019 | 26.8775 | 737.8692 | 28.2693 | 808.1311 | 40.8447 | 880.6736 | 53.3918 | 939.5233 | 65.9056 | 995.7976 | 78.3686 | 1048.6266 | 90.8214 | 1088.5974 | 103.246 | 1131.7053 | 115.6253 | 1175.0736 | 127.9799 | 1218.6689 | 140.3072 | 1259.4776 | 152.6069 | 1289.2874 | 164.8798 | 1318.7116 | 177.1267 | 1347.7117 | 189.3481 | 1376.9421 | 201.5449 | 1407.1917 | 213.7175 | 1436.3972 | 214.8108 |  | 34.8803 | 5.1369 | 36.2194 | 5.7813 | 37.8795 | 6.6 | 39.6436 | 7.442 | 41.7358 | 8.3138 | 52.2412 | 9.1062 | 87.8418 | 9.683 | 124.9527 | 10.6391 | 160.9828 | 11.6163 | 208.5704 | 12.6082 | 277.5831 | 13.6248 | 351.8816 | 14.7674 | 425.4971 | 15.527 | 498.2097 | 16.2841 | 564.2687 | 17.0306 | 623.6014 | 17.7734 | 690.2156 | 18.5078 | 756.2706 | 19.2388 | 823.7097 | 19.9631 | 890.0881 | 20.6759 | 945.0074 | 21.3887 | 971.0538 | 22.0956 | 997.7929 | 22.7936 | 1023.9364 | 23.4871 | 1051.3483 | 24.1755 | 1083.7323 | 24.8591 | 1116.1565 | 25.5377 | 1147.7995 | 26.2117 | 1178.6636 | 26.8813 | 1209.3896 | 27.5466 | 1237.1544 | 28.2079 | 1253.1098 | 28.8653 |  | 34.8803 | 5.1369 | 57.7152 | 5.7813 | 66.7205 | 6.7024 | 76.5319 | 7.6449 | 87.5644 | 8.6188 | 106.1803 | 9.5378 | 141.0227 | 10.293 | 177.8199 | 11.3583 | 213.8354 | 12.4471 | 261.5677 | 13.5533 | 333.8092 | 14.6873 | 420.234 | 15.9303 | 505.9998 | 16.9654 | 590.8644 | 17.9989 | 669.1019 | 19.0216 | 737.8692 | 20.041 | 808.1311 | 21.0522 | 880.6736 | 22.0605 | 939.5233 | 23.0623 | 995.7976 | 24.052 | 1048.6266 | 25.0424 | 1088.5974 | 26.0274 | 1131.7053 | 27.0027 | 1175.0736 | 27.9736 | 1218.6689 | 28.9397 | 1259.4776 | 29.9006 | 1289.2874 | 30.8566 | 1318.7116 | 31.8081 | 1347.7117 | 32.7549 | 1376.9421 | 33.6975 | 1407.1917 | 34.6359 | 1436.3972 | 35.5702 |  | 34.8803 | 5.1369 | 69.6111 | 5.7813 | 87.3419 | 7.4016 | 105.1464 | 9.0253 | 124.1987 | 10.6569 | 152.4721 | 12.3106 | 188.5701 | 13.9818 | 228.789 | 15.6801 | 277.1198 | 17.3932 | 337.2087 | 19.1336 | 419.0525 | 20.9 | 506.3205 | 22.6288 | 593.079 | 24.0564 | 678.9303 | 25.4768 | 758.7585 | 26.8775 | 942.942 | 28.2693 | 1468.1035 | 40.8447 | 1991.4361 | 53.3918 | 2517.0496 | 65.9056 | 3040.4596 | 78.3686 | 3553.0021 | 90.8214 | 4042.0869 | 103.246 | 4536.2075 | 115.6253 | 5011.174 | 127.9799 | 5485.1739 | 140.3072 | 5959.2864 | 152.6069 | 6433.7909 | 164.8798 | 6905.3275 | 177.1267 | 7374.644 | 189.3481 | 7841.7083 | 201.5449 | 8158.9889 | 213.7175 | 8185.1907 | 214.8108 |  | 34.8803 | 5.1369 | 69.6111 | 5.7813 | 87.3419 | 7.4016 | 105.1464 | 9.0253 | 124.1987 | 10.6569 | 155.4505 | 12.3104 | 203.4574 | 13.981 | 252.6032 | 15.6784 | 300.934 | 17.3902 | 361.0229 | 19.1291 | 557.0503 | 20.8935 | 1100.8058 | 33.8881 | 1643.6345 | 46.5423 | 2185.2657 | 59.1648 | 2720.0179 | 71.7333 | 3244.9687 | 84.2762 | 3770.5253 | 96.7755 | 4296.3642 | 109.2583 | 4822.36 | 121.708 | 5349.5096 | 134.0939 | 5869.9186 | 146.4867 | 6351.3022 | 158.8522 | 6833.9513 | 171.1646 | 7314.836 | 183.4556 | 7795.7002 | 195.7207 | 8069.2747 | 207.9589 | 8094.183 | 209.0814 | 8119.5016 | 210.1972 | 8143.0602 | 211.3065 | 8169.1308 | 212.4095 | 8196.0169 | 213.5065 | 8222.2597 | 214.5976
Wrightington |  | 67.7913 | 10.0663 | 116.3377 | 11.3912 | 134.5451 | 14.6536 | 152.7583 | 18.045 | 173.175 | 21.4932 | 213.2729 | 25.0284 | 288.7769 | 28.6538 | 368.4314 | 32.3532 | 446.5436 | 36.1445 | 549.8703 | 40.012 | 713.9182 | 43.9725 | 931.9808 | 47.8623 | 1148.5867 | 51.1607 | 1363.2737 | 54.4561 | 1563.9197 | 57.7072 | 1744.3792 | 60.9795 | 1928.3311 | 88.431 | 2117.5421 | 116.048 | 2303.9552 | 143.7956 | 2497.3608 | 171.579 | 2676.8322 | 199.5752 | 2795.0737 | 227.5243 | 2898.485 | 255.5607 | 2989.3577 | 283.8433 | 3080.4958 | 312.1522 | 3165.9128 | 340.5545 | 3228.7971 | 369.0488 | 3290.7487 | 397.6336 | 3351.7078 | 426.3072 | 3412.9672 | 455.0685 | 3476.1045 | 483.9158 | 3537.0277 | 487.7451 |  | 67.7913 | 10.0663 | 69.9271 | 11.3912 | 72.4724 | 13.0666 | 74.0755 | 14.8559 | 76.011 | 16.7186 | 96.0368 | 18.439 | 171.2512 | 19.7466 | 250.6008 | 21.8289 | 328.2037 | 23.9914 | 430.9845 | 26.1938 | 580.0468 | 28.4706 | 740.4892 | 31.0166 | 899.6102 | 32.7859 | 1056.7901 | 34.5546 | 1200.0033 | 36.2966 | 1336.7191 | 38.0536 | 1514.7202 | 39.7693 | 1695.8574 | 41.499 | 1887.453 | 43.2241 | 2081.917 | 44.9205 | 2255.6675 | 46.6387 | 2372.9738 | 48.3166 | 2491.8667 | 49.9901 | 2607.132 | 51.6885 | 2718.3774 | 53.3691 | 2780.5987 | 55.0462 | 2843.1603 | 56.7196 | 2904.5354 | 58.3897 | 2964.6736 | 60.0568 | 3024.7716 | 61.7212 | 3079.6218 | 63.3832 | 3112.3165 | 65.043 |  | 67.7913 | 10.0663 | 116.3377 | 11.3912 | 134.5451 | 13.2693 | 152.7583 | 15.285 | 173.175 | 17.3828 | 213.2729 | 19.3911 | 288.7769 | 21.0941 | 368.4314 | 23.436 | 446.5436 | 25.8662 | 549.8703 | 28.3425 | 713.9182 | 30.9012 | 931.9808 | 33.6942 | 1148.5867 | 36.0802 | 1363.2737 | 38.4722 | 1563.9197 | 40.8402 | 1744.3792 | 43.2303 | 1928.3311 | 45.5792 | 2117.5421 | 47.949 | 2303.9552 | 50.3182 | 2497.3608 | 52.659 | 2676.8322 | 55.0294 | 2795.0737 | 57.3568 | 2898.485 | 59.6826 | 2989.3577 | 62.042 | 3080.4958 | 64.3843 | 3165.9128 | 66.7255 | 3228.7971 | 69.0661 | 3290.7487 | 71.4063 | 3351.7078 | 73.746 | 3412.9672 | 76.0856 | 3476.1045 | 78.4253 | 3537.0277 | 80.7651 |  | 67.7913 | 10.0663 | 141.604 | 11.3912 | 177.4459 | 14.6536 | 211.6278 | 18.045 | 247.43 | 21.4932 | 302.3685 | 25.0284 | 378.9413 | 28.6538 | 474.1879 | 32.3532 | 610.5255 | 36.1445 | 772.3751 | 40.012 | 981.0279 | 43.9725 | 1201.1555 | 47.8623 | 1420.5347 | 51.1607 | 1638.4477 | 54.4561 | 1842.9089 | 57.7072 | 2116.6815 | 60.9795 | 2657.2539 | 88.431 | 3172.5174 | 116.048 | 3685.0378 | 143.7956 | 4192.2683 | 171.579 | 4686.3263 | 199.5752 | 5152.4553 | 227.5243 | 5582.048 | 255.5607 | 5992.9447 | 283.8433 | 6403.0926 | 312.1522 | 6813.6793 | 340.5545 | 7224.8126 | 369.0488 | 7632.959 | 397.6336 | 8038.8439 | 426.3072 | 8442.6467 | 455.0685 | 8748.4019 | 483.9158 | 8804.2859 | 487.7451 |  | 67.7913 | 10.0663 | 141.604 | 11.3912 | 177.4459 | 14.6536 | 211.6278 | 18.045 | 247.43 | 21.4932 | 316.6126 | 25.0301 | 450.0851 | 28.6593 | 587.9168 | 32.3648 | 724.2543 | 36.1648 | 886.104 | 40.0438 | 1184.7321 | 44.0187 | 1764.6788 | 71.8004 | 2342.9429 | 99.1832 | 2919.0392 | 126.757 | 3480.7744 | 154.4111 | 4021.9153 | 182.3007 | 4561.6054 | 210.1531 | 5072.2997 | 238.2294 | 5582.6873 | 266.4327 | 6092.0796 | 294.6026 | 6555.2671 | 323.0541 | 6971.3772 | 351.3608 | 7388.5816 | 379.7534 | 7804.4324 | 408.4607 | 8220.2393 | 437.156 | 8544.6852 | 465.9403 | 8597.1445 | 469.8889 | 8650.0958 | 473.8153 | 8699.8979 | 477.7205 | 8753.9187 | 481.6061 | 8809.0312 | 485.4727 | 8863.3761 | 489.3214
Yealand |  | 7.4826 | 2.2658 | 10.8869 | 2.5457 | 12.285 | 3.2525 | 13.5636 | 3.9584 | 15.0102 | 4.665 | 17.7675 | 5.3868 | 22.8521 | 6.1151 | 28.2148 | 6.8557 | 33.4872 | 7.6067 | 40.4312 | 8.3638 | 53.7068 | 9.1318 | 77.4201 | 9.8791 | 101.04 | 10.5011 | 124.5187 | 11.1081 | 147.0113 | 11.7042 | 168.1678 | 12.2866 | 189.5419 | 17.7236 | 211.2289 | 23.1232 | 240.7082 | 28.4887 | 274.0135 | 33.8223 | 305.4005 | 39.1215 | 323.0525 | 44.3902 | 335.7176 | 49.6392 | 344.0837 | 54.8407 | 352.4832 | 60.0186 | 360.1052 | 65.1669 | 364.6476 | 70.2861 | 369.0673 | 75.3767 | 373.3563 | 80.4392 | 377.6911 | 85.4741 | 382.2871 | 90.4816 | 386.5839 | 90.7895 |  | 7.4826 | 2.2658 | 7.7352 | 2.5457 | 8.0411 | 2.9003 | 8.1913 | 3.2646 | 8.3829 | 3.6406 | 9.765 | 3.9865 | 14.7819 | 4.2374 | 20.0927 | 4.6547 | 25.292 | 5.0839 | 32.168 | 5.5156 | 42.1251 | 5.9578 | 52.86 | 6.4522 | 63.4844 | 6.7834 | 74.0005 | 7.1059 | 83.5436 | 7.4225 | 95.0659 | 7.7315 | 117.1886 | 8.038 | 140.6551 | 8.3394 | 166.5922 | 8.637 | 193.9462 | 8.9312 | 220.9678 | 9.2214 | 246.4603 | 9.5084 | 272.3449 | 9.7943 | 297.4684 | 10.0735 | 321.823 | 10.3508 | 330.1942 | 10.625 | 338.6437 | 10.8962 | 346.9528 | 11.1645 | 355.1095 | 11.43 | 363.2781 | 11.6928 | 370.7077 | 11.953 | 374.9788 | 12.2107 |  | 7.4826 | 2.2658 | 10.8869 | 2.5457 | 12.285 | 2.9452 | 13.5636 | 3.353 | 15.0102 | 3.7728 | 17.7675 | 4.1735 | 22.8521 | 4.5018 | 28.2148 | 4.9661 | 33.4872 | 5.4436 | 40.4312 | 5.9245 | 53.7068 | 6.4173 | 77.4201 | 6.9547 | 101.04 | 7.4057 | 124.5187 | 7.8476 | 147.0113 | 8.2832 | 168.1678 | 8.7104 | 189.5419 | 9.1351 | 211.2289 | 9.5541 | 240.7082 | 9.969 | 274.0135 | 10.3803 | 305.4005 | 10.7871 | 323.0525 | 11.1904 | 335.7176 | 11.5925 | 344.0837 | 11.987 | 352.4832 | 12.3794 | 360.1052 | 12.7683 | 364.6476 | 13.1538 | 369.0673 | 13.536 | 373.3563 | 13.915 | 377.6911 | 14.2909 | 382.2871 | 14.6638 | 386.5839 | 15.0337 |  | 7.4826 | 2.2658 | 12.643 | 2.5457 | 15.3567 | 3.2525 | 17.7307 | 3.9584 | 20.2649 | 4.665 | 24.0949 | 5.3868 | 29.3395 | 6.1151 | 38.1417 | 6.8557 | 56.5242 | 7.6067 | 76.6196 | 8.3638 | 99.8461 | 9.1318 | 123.8467 | 9.8791 | 147.8436 | 10.5011 | 171.7645 | 11.1081 | 194.7727 | 11.7042 | 228.7402 | 12.2866 | 299.7486 | 17.7236 | 371.6788 | 23.1232 | 443.6587 | 28.4887 | 514.8951 | 33.8223 | 584.0762 | 39.1215 | 648.9237 | 44.3902 | 704.3388 | 49.6392 | 756.6644 | 54.8407 | 808.8811 | 60.0186 | 861.158 | 65.1669 | 913.4953 | 70.2861 | 965.4193 | 75.3767 | 1017.0194 | 80.4392 | 1068.3292 | 85.4741 | 1105.493 | 90.4816 | 1108.935 | 90.7895 |  | 7.4826 | 2.2658 | 12.643 | 2.5457 | 15.3567 | 3.2525 | 17.7307 | 3.9584 | 20.2649 | 4.665 | 27.3305 | 5.3867 | 45.4998 | 6.1146 | 63.9753 | 6.8546 | 82.3578 | 7.6047 | 102.4532 | 8.3608 | 138.0435 | 9.1275 | 211.481 | 14.7916 | 284.7948 | 20.3118 | 357.9342 | 25.7893 | 430.0423 | 31.2279 | 500.7555 | 36.6169 | 571.5592 | 41.9789 | 642.4259 | 47.3007 | 713.6372 | 52.5897 | 785.0967 | 57.8487 | 846.1235 | 63.073 | 899.3363 | 68.2684 | 952.5872 | 73.4503 | 1005.5934 | 78.5772 | 1058.5873 | 83.6841 | 1098.2239 | 88.7621 | 1101.1725 | 89.0865 | 1104.1783 | 89.4072 | 1106.776 | 89.7243 | 1109.9157 | 90.0379 | 1113.1878 | 90.348 | 1116.3747 | 90.6548
BSP | (Years as financial years, ie 2051 is FY2050/51) | 2020 |  | 2021 |  | 2022 |  | 2023 |  | 2024 |  | 2025 |  | 2026 |  | 2027 |  | 2028 |  | 2029 |  | 2030 |  | 2031 |  | 2032 |  | 2033 |  | 2034 |  | 2035 |  | 2036 |  | 2037 |  | 2038 |  | 2039 |  | 2040 |  | 2041 |  | 2042 |  | 2043 |  | 2044 |  | 2045 |  | 2046 |  | 2047 |  | 2048 |  | 2049 |  | 2050 |  | 2051 |  | (Years as financial years, ie 2051 is FY2050/51) | 7: 2020; 9: 2021; 11: 2022; 13: 2023; 15: 2024; 17: 2025; 19: 2026; 21: 2027; 23: 2028; 25: 2029; 27: 2030; 29: 2031; 31: 2032; 33: 2033; 35: 2034; 37: 2035 |  | 2036 |  | 2037 |  | 2038 |  | 2039 |  | 2040 |  | 2041 |  | 2042 |  | 2043 |  | 2044 |  | 2045 |  | 2046 |  | 2047 |  | 2048 |  | 2049 |  | 2050 |  | 2051 |  | (Years as financial years, ie 2051 is FY2050/51) | 2020 |  | 2021 |  | 2022 |  | 2023 |  | 2024 |  | 2025 |  | 2026 |  | 2027 |  | 2028 |  | 2029 |  | 2030 |  | 2031 |  | 2032 |  | 2033 |  | 2034 |  | 2035 |  | 2036 |  | 2037 |  | 2038 |  | 2039 |  | 2040 |  | 2041 |  | 2042 |  | 2043 |  | 2044 |  | 2045 |  | 2046 |  | 2047 |  | 2048 |  | 2049 |  | 2050 |  | 2051 |  | (Years as financial years, ie 2051 is FY2050/51) | 2020 |  | 2021 |  | 2022 |  | 2023 |  | 2024 |  | 2025 |  | 2026 |  | 2027 |  | 2028 |  | 2029 |  | 2030 |  | 2031 |  | 2032 |  | 2033 |  | 2034 |  | 2035 |  | 2036 |  | 2037 |  | 2038 |  | 2039 |  | 2040 |  | 2041 |  | 2042 |  | 2043 |  | 2044 |  | 2045 |  | 2046 |  | 2047 |  | 2048 |  | 2049 |  | 2050 |  | 2051 |  | (Years as financial years, ie 2051 is FY2050/51) | 2020 |  | 2021 |  | 2022 |  | 2023 |  | 2024 |  | 2025 |  | 2026 |  | 2027 |  | 2028 |  | 2029 |  | 2030 |  | 2031 |  | 2032 |  | 2033 |  | 2034 |  | 2035 |  | 2036 |  | 2037 |  | 2038 |  | 2039 |  | 2040 |  | 2041 |  | 2042 |  | 2043 |  | 2044 |  | 2045 |  | 2046 |  | 2047 |  | 2048 |  | 2049 |  | 2050 |  | 2051
|  | dom | non-dom | dom | non-dom | dom | non-dom | dom | non-dom | dom | non-dom | dom | non-dom | dom | non-dom | dom | non-dom | dom | non-dom | dom | non-dom | dom | non-dom | dom | non-dom | dom | non-dom | dom | non-dom | dom | non-dom | dom | non-dom | dom | non-dom | dom | non-dom | dom | non-dom | dom | non-dom | dom | non-dom | dom | non-dom | dom | non-dom | dom | non-dom | dom | non-dom | dom | non-dom | dom | non-dom | dom | non-dom | dom | non-dom | dom | non-dom | dom | non-dom | dom | non-dom | [32 empty] | ND | D | ND | D | ND | D | ND | D | ND | D | ND | D | ND | D | ND | D | ND | D | ND | D | ND | D | ND | D | ND | D | ND | D | ND | D | ND | D | ND |  | D | ND | D | ND | D | ND | D | ND | D | ND | D | ND | D | ND | D | ND | D | ND | D | ND | D | ND | D | ND | D | ND | D | ND | D | ND | D | ND | D | ND | D | ND | D | ND | D | ND | D | ND | D | ND | D | ND | D | ND | D | ND | D | ND | D | ND | D | ND | D | ND | D | ND | D | ND | D | ND |  | D | ND | D | ND | D | ND | D | ND | D | ND | D | ND | D | ND | D | ND | D | ND | D | ND | D | ND | D | ND | D | ND | D | ND | D | ND | D | ND | D | ND | D | ND | D | ND | D | ND | D | ND | D | ND | D | ND | D | ND | D | ND | D | ND | D | ND | D | ND | D | ND | D | ND | D | ND | D | ND |  | D | ND | D | ND | D | ND | D | ND | D | ND | D | ND | D | ND | D | ND | D | ND | D | ND | D | ND | D | ND | D | ND | D | ND | D | ND | D | ND | D | ND | D | ND | D | ND | D | ND | D | ND | D | ND | D | ND | D | ND | D | ND | D | ND | D | ND | D | ND | D | ND | D | ND | D | ND | D | ND | bar: 7 to 37
Adswood |  | 127.6746 | 39.4696 | 183.0952 | 44.5383 | 206.6853 | 57.1704 | 232.2277 | 69.8445 | 261.209 | 82.6141 | 307.7105 | 95.6362 | 395.9027 | 108.8514 | 489.125 | 122.305 | 580.3857 | 135.9689 | 701.0799 | 149.9138 | 881.7674 | 164.1316 | 1093.8458 | 178.0663 | 1304.4326 | 189.6813 | 1512.7291 | 201.2282 | 1703.9686 | 212.6578 | 1871.6875 | 224.0639 | 2043.1501 | 324.4088 | 2220.1398 | 424.6871 | 2372.0071 | 525.1683 | 2513.1318 | 625.5993 | 2640.7494 | 726.0981 | 2739.916 | 826.94 | 2867.8564 | 927.7918 | 3018.1137 | 1028.6839 | 3169.2192 | 1129.7612 | 3306.1786 | 1230.9767 | 3388.569 | 1332.3376 | 3469.0673 | 1433.8507 | 3547.5121 | 1535.5209 | 3627.171 | 1637.3554 | 3711.9392 | 1739.3575 | 3791.6595 | 1751.3928 |  | 127.6746 | 39.4696 | 132.6365 | 44.5383 | 138.7235 | 50.979 | 144.7702 | 57.6182 | 151.99 | 64.5055 | 180.0412 | 70.8259 | 270.481 | 75.4933 | 364.5554 | 83.1228 | 455.3426 | 90.9744 | 575.0043 | 98.9787 | 748.3008 | 107.215 | 935.3173 | 116.4466 | 1120.5432 | 122.6887 | 1303.6366 | 128.8991 | 1469.4982 | 135.0457 | 1618.2037 | 141.189 | 1787.0486 | 147.3319 | 1957.0811 | 153.3796 | 2121.346 | 159.4438 | 2280.4145 | 165.4357 | 2412.7222 | 171.3984 | 2479.4068 | 177.3895 | 2547.5298 | 183.3306 | 2614.3554 | 189.2328 | 2681.4514 | 195.124 | 2855.1065 | 200.9968 | 3031.0318 | 206.8507 | 3204.7233 | 212.6879 | 3376.4208 | 218.5096 | 3549.6636 | 224.3178 | 3708.9929 | 230.113 | 3804.868 | 235.8972 |  | 127.6746 | 39.4696 | 183.0952 | 44.5383 | 206.6853 | 51.7698 | 232.2277 | 59.1618 | 261.209 | 66.8146 | 307.7105 | 74.0953 | 395.9027 | 80.1332 | 489.125 | 88.5954 | 580.3857 | 97.3036 | 701.0799 | 106.1914 | 881.7674 | 115.3417 | 1093.8458 | 125.3553 | 1304.4326 | 133.7696 | 1512.7291 | 142.1639 | 1703.9686 | 150.5009 | 1871.6875 | 158.8462 | 2043.1501 | 167.2069 | 2220.1398 | 175.4733 | 2372.0071 | 183.7715 | 2513.1318 | 192.0015 | 2640.7494 | 200.2091 | 2739.916 | 208.4641 | 2867.8564 | 216.6728 | 3018.1137 | 224.8481 | 3169.2192 | 233.0239 | 3306.1786 | 241.1878 | 3388.569 | 249.342 | 3469.0673 | 257.488 | 3547.5121 | 265.6266 | 3627.171 | 273.7591 | 3711.9392 | 281.8869 | 3791.6595 | 290.0108 |  | 127.6746 | 39.4696 | 211.5867 | 44.5383 | 257.0836 | 57.1704 | 302.532 | 69.8445 | 352.138 | 82.6141 | 425.4095 | 95.6362 | 518.5628 | 108.8514 | 620.2374 | 122.305 | 738.2251 | 135.9689 | 886.2102 | 149.9138 | 1088.8952 | 164.1316 | 1305.6592 | 178.0663 | 1522.292 | 189.6813 | 1737.5146 | 201.2282 | 1937.7393 | 212.6578 | 2541.7096 | 224.0639 | 4427.1734 | 324.4088 | 6340.9115 | 424.6871 | 8263.4912 | 525.1683 | 10178.6839 | 625.5993 | 12056.3519 | 726.0981 | 13849.2896 | 826.94 | 15677.1385 | 927.7918 | 17437.7351 | 1028.6839 | 19196.3413 | 1129.7612 | 20957.6462 | 1230.9767 | 22722.5661 | 1332.3376 | 24477.8408 | 1433.8507 | 26226.1552 | 1535.5209 | 27968.4514 | 1637.3554 | 29363.291 | 1739.3575 | 29457.3244 | 1751.3928 |  | 127.6746 | 39.4696 | 211.5867 | 44.5383 | 257.0836 | 57.1704 | 302.532 | 69.8445 | 352.138 | 82.6141 | 431.4503 | 95.6318 | 548.7566 | 108.8373 | 668.5361 | 122.2752 | 786.5238 | 135.9167 | 934.5089 | 149.8323 | 1565.4196 | 164.0133 | 3494.2665 | 266.5286 | 5420.8857 | 366.7541 | 7344.3635 | 466.9853 | 9249.996 | 567.121 | 11131.2857 | 667.4129 | 13018.3706 | 767.9428 | 14942.3097 | 868.223 | 16867.9421 | 968.8481 | 18797.2075 | 1069.3124 | 20718.3062 | 1169.8488 | 22501.8283 | 1270.8767 | 24290.3956 | 1371.8535 | 26073.4863 | 1472.84 | 27858.1314 | 1574.0454 | 29286.0466 | 1675.3976 | 29369.8762 | 1687.4043 | 29458.0684 | 1699.4057 | 29529.3278 | 1711.4017 | 29625.2177 | 1723.3944 | 29729.6242 | 1735.3832 | 29827.115 | 1747.3689
Agecroft |  | 258.6949 | 40.9398 | 388.1633 | 46.2839 | 440.0458 | 59.4877 | 494.1993 | 72.9126 | 555.0021 | 86.5076 | 672.9294 | 100.3976 | 913.2556 | 114.5862 | 1167.1238 | 129.0377 | 1415.5445 | 143.8042 | 1744.6042 | 158.9124 | 2236.8184 | 174.2968 | 2810.5105 | 189.5108 | 3379.7066 | 202.3334 | 3942.751 | 215.1479 | 4460.5108 | 227.8622 | 4913.8025 | 240.5442 | 5378.1038 | 348.8594 | 5858.8974 | 457.6479 | 6286.2191 | 566.7869 | 6664.0577 | 676.4046 | 6969.7498 | 786.44 | 7221.883 | 896.9135 | 7516.2453 | 1007.6436 | 7836.3314 | 1119.0276 | 8156.745 | 1230.7613 | 8453.6063 | 1342.9244 | 8658.9744 | 1455.5175 | 8860.9524 | 1568.5413 | 9059.3865 | 1681.9947 | 9259.582 | 1795.8795 | 9467.8635 | 1910.1937 | 9667.7821 | 1925.8208 |  | 258.6949 | 40.9398 | 267.5402 | 46.2839 | 278.2259 | 53.0453 | 287.3125 | 60.0972 | 297.7719 | 67.4367 | 365.4924 | 74.1869 | 607.7286 | 79.2549 | 861.973 | 87.4264 | 1108.9069 | 95.8892 | 1435.7098 | 104.5391 | 1909.6524 | 113.4242 | 2419.9917 | 123.4497 | 2927.0958 | 130.3533 | 3427.2145 | 137.2588 | 3882.1306 | 144.1076 | 4286.6382 | 150.9439 | 4754.7834 | 157.7708 | 5244.0292 | 164.5833 | 5669.5981 | 171.3448 | 6074.7062 | 178.1028 | 6418.0961 | 184.8415 | 6603.5704 | 191.567 | 6791.8388 | 198.2455 | 6976.717 | 204.9579 | 7164.239 | 211.6442 | 7502.9382 | 218.3233 | 7847.8888 | 224.9942 | 8190.3879 | 231.659 | 8530.6746 | 238.3187 | 8874.3179 | 244.9752 | 9193.5383 | 251.6287 | 9400.0826 | 258.2811 |  | 258.6949 | 40.9398 | 388.1633 | 46.2839 | 440.0458 | 53.8682 | 494.1993 | 61.7607 | 555.0021 | 69.9635 | 672.9294 | 77.7843 | 913.2556 | 84.355 | 1167.1238 | 93.4724 | 1415.5445 | 102.9108 | 1744.6042 | 112.5655 | 2236.8184 | 122.4852 | 2810.5105 | 133.4121 | 3379.7066 | 142.6923 | 3942.751 | 151.9978 | 4460.5108 | 161.2612 | 4913.8025 | 170.5296 | 5378.1038 | 179.8093 | 5858.8974 | 189.0921 | 6286.2191 | 198.335 | 6664.0577 | 207.594 | 6969.7498 | 216.8473 | 7221.883 | 226.1037 | 7516.2453 | 235.3211 | 7836.3314 | 244.5953 | 8156.745 | 253.8562 | 8453.6063 | 263.1219 | 8658.9744 | 272.3947 | 8860.9524 | 281.6755 | 9059.3865 | 290.9648 | 9259.582 | 300.2637 | 9467.8635 | 309.5733 | 9667.7821 | 318.894 |  | 258.6949 | 40.9398 | 455.4535 | 46.2839 | 555.9895 | 59.4877 | 655.2869 | 72.9126 | 760.8591 | 86.5076 | 927.7638 | 100.3976 | 1173.7862 | 114.5862 | 1446.5189 | 129.0377 | 1759.4955 | 143.8042 | 2154.1149 | 158.9124 | 2698.2025 | 174.2968 | 3279.8989 | 189.5108 | 3859.1755 | 202.3334 | 4433.7789 | 215.1479 | 4965.7933 | 227.8622 | 5891.1308 | 240.5442 | 8190.4793 | 348.8594 | 10478.65 | 457.6479 | 12724.0153 | 566.7869 | 14939.7846 | 676.4046 | 17110.1743 | 786.44 | 19180.289 | 896.9135 | 21266.3907 | 1007.6436 | 23275.8603 | 1119.0276 | 25285.7591 | 1230.7613 | 27302.3164 | 1342.9244 | 29325.2419 | 1455.5175 | 31339.2623 | 1568.5413 | 33347.3347 | 1681.9947 | 35349.9793 | 1795.8795 | 37265.6471 | 1910.1937 | 37500.2802 | 1925.8208 |  | 258.6949 | 40.9398 | 455.4535 | 46.2839 | 555.9895 | 59.4877 | 655.2869 | 72.9126 | 760.8591 | 86.5076 | 942.8436 | 100.3979 | 1249.1574 | 114.587 | 1567.0805 | 129.0395 | 1880.0571 | 143.8073 | 2274.6766 | 158.9172 | 3277.3443 | 174.3035 | 5692.401 | 283.9314 | 8102.5291 | 391.6633 | 10505.9143 | 499.9371 | 12863.359 | 608.5445 | 15155.6456 | 717.6264 | 17452.9598 | 827.2115 | 19733.2153 | 937.2754 | 21994.2989 | 1047.5851 | 24224.0135 | 1158.4084 | 26417.7558 | 1269.6304 | 28446.1078 | 1381.2879 | 30483.5228 | 1493.111 | 32517.4853 | 1605.6951 | 34555.6247 | 1718.5857 | 36893.8602 | 1831.9013 | 37101.9726 | 1847.6437 | 37318.3216 | 1863.3588 | 37500.9316 | 1879.048 | 37732.2988 | 1894.7152 | 37979.6274 | 1910.3609 | 38214.6979 | 1925.9874
Altrincham |  | 163.5567 | 49.3284 | 240.9992 | 55.7749 | 272.7034 | 71.7063 | 307.2622 | 87.6721 | 346.3354 | 103.7733 | 413.4669 | 120.2164 | 543.9613 | 136.973 | 681.8601 | 153.943 | 816.8513 | 171.2454 | 995.4445 | 188.9251 | 1264.543 | 206.8907 | 1584.8018 | 224.5829 | 1902.7536 | 239.352 | 2217.3756 | 254.0508 | 2507.2178 | 268.7033 | 2762.3211 | 283.2599 | 3023.2789 | 410.1667 | 3292.9292 | 537.4017 | 3532.4364 | 664.8949 | 3754.8565 | 792.4047 | 3949.929 | 920.1175 | 4100.3862 | 1048.4516 | 4280.0549 | 1176.4873 | 4480.0971 | 1305.1979 | 4680.9874 | 1434.0747 | 4864.6136 | 1563.2411 | 4981.7583 | 1692.7066 | 5096.4987 | 1822.4802 | 5208.6537 | 1952.5683 | 5322.1707 | 2082.9801 | 5441.7476 | 2213.7201 | 5555.1273 | 2230.0214 |  | 163.5567 | 49.3284 | 169.4951 | 55.7749 | 176.6881 | 63.9407 | 183.9733 | 72.3356 | 192.6025 | 81.0488 | 232.1679 | 89.0628 | 365.0455 | 95.0405 | 503.7694 | 104.6803 | 638.0066 | 114.6437 | 815.203 | 124.8127 | 1071.9203 | 135.2339 | 1348.7292 | 146.9641 | 1623.265 | 154.922 | 1894.4244 | 162.8485 | 2140.6711 | 170.7577 | 2362.6931 | 178.6184 | 2621.8542 | 186.415 | 2887.2048 | 194.2305 | 3135.9711 | 202.0156 | 3376.9796 | 209.7033 | 3581.3236 | 217.3611 | 3693.7016 | 225.0769 | 3808.2638 | 232.6492 | 3920.6462 | 240.2823 | 4033.802 | 247.872 | 4253.8963 | 255.4448 | 4477.3281 | 263.0004 | 4698.4068 | 270.5413 | 4917.3759 | 278.069 | 5138.4501 | 285.5861 | 5342.502 | 293.093 | 5468.3567 | 300.5922 |  | 163.5567 | 49.3284 | 240.9992 | 55.7749 | 272.7034 | 64.9326 | 307.2622 | 74.2628 | 346.3354 | 83.9272 | 413.4669 | 93.1391 | 543.9613 | 100.8355 | 681.8601 | 111.5133 | 816.8513 | 122.5486 | 995.4445 | 133.825 | 1264.543 | 145.3902 | 1584.8018 | 158.1021 | 1902.7536 | 168.799 | 2217.3756 | 179.482 | 2507.2178 | 190.1651 | 2762.3211 | 200.8121 | 3023.2789 | 211.4083 | 3292.9292 | 222.045 | 3532.4364 | 232.6658 | 3754.8565 | 243.1954 | 3949.929 | 253.7066 | 4100.3862 | 264.3051 | 4280.0549 | 274.7522 | 4480.0971 | 285.2881 | 4680.9874 | 295.7915 | 4864.6136 | 306.289 | 4981.7583 | 316.7837 | 5096.4987 | 327.2773 | 5208.6537 | 337.7707 | 5322.1707 | 348.2657 | 5441.7476 | 358.764 | 5555.1273 | 369.2662 |  | 163.5567 | 49.3284 | 280.9053 | 55.7749 | 342.0052 | 71.7063 | 404.1788 | 87.6721 | 471.4025 | 103.7733 | 572.9516 | 120.2164 | 709.067 | 136.973 | 860.4628 | 153.943 | 1040.6866 | 171.2454 | 1265.1387 | 188.9251 | 1570.5872 | 206.8907 | 1896.6709 | 224.5829 | 2222.045 | 239.352 | 2544.9079 | 254.0508 | 2845.7054 | 268.7033 | 3583.0802 | 283.2599 | 5734.5364 | 410.1667 | 7907.8231 | 537.4017 | 10078.4646 | 664.8949 | 12236.0686 | 792.4047 | 14350.4038 | 920.1175 | 16368.0605 | 1048.4516 | 18412.7715 | 1176.4873 | 20381.2675 | 1305.1979 | 22347.835 | 1434.0747 | 24317.65 | 1563.2411 | 26291.6254 | 1692.7066 | 28254.978 | 1822.4802 | 30210.9182 | 1952.5683 | 32159.8079 | 2082.9801 | 33752.0967 | 2213.7201 | 33882.378 | 2230.0214 |  | 163.5567 | 49.3284 | 280.9053 | 55.7749 | 342.0052 | 71.7063 | 404.1788 | 87.6721 | 471.4025 | 103.7733 | 583.4594 | 120.2099 | 761.5814 | 136.9521 | 944.4563 | 153.8987 | 1124.6801 | 171.1679 | 1349.1322 | 188.8039 | 2126.9969 | 206.7146 | 4341.7969 | 336.099 | 6553.5061 | 462.7029 | 8760.912 | 589.4372 | 10942.6738 | 716.406 | 13088.7717 | 843.5092 | 15241.1574 | 970.6662 | 17421.0907 | 1098.3146 | 19597.1256 | 1226.2207 | 21769.9749 | 1353.9654 | 23921.2883 | 1481.9185 | 25914.3522 | 1610.7177 | 27913.5483 | 1738.9283 | 29906.9708 | 1868.0278 | 31902.361 | 1997.2492 | 33571.7743 | 2126.7719 | 33689.2068 | 2142.944 | 33811.7188 | 2159.1259 | 33913.9745 | 2175.3167 | 34045.5326 | 2191.5191 | 34187.0618 | 2207.7315 | 34320.5393 | 2223.9548
Atherton |  | 281.8744 | 58.9796 | 444.1792 | 66.3849 | 509.7036 | 84.9966 | 576.514 | 103.6485 | 651.5888 | 122.3918 | 785.0294 | 141.3943 | 1038.8111 | 160.5988 | 1306.8255 | 180.115 | 1569.2134 | 199.8089 | 1916.7599 | 219.8166 | 2442.0595 | 240.1253 | 3069.572 | 260.0031 | 3692.3612 | 276.4238 | 4308.5171 | 292.759 | 4876.0883 | 308.8738 | 5374.8689 | 324.8836 | 5884.4111 | 469.4345 | 6410.2712 | 613.6697 | 6853.501 | 757.543 | 7274.7843 | 900.8535 | 7658.4886 | 1044.0584 | 7950.4878 | 1186.9455 | 8276.8612 | 1329.3366 | 8616.7681 | 1471.4633 | 8958.2073 | 1613.2899 | 9274.762 | 1754.8152 | 9495.0516 | 1896.0486 | 9711.9331 | 2036.9991 | 9925.0881 | 2177.6732 | 10140.2298 | 2318.0804 | 10364.2013 | 2458.2257 | 10579.0426 | 2470.9432 |  | 281.8744 | 58.9796 | 292.7857 | 66.3849 | 306.2781 | 75.7917 | 317.0511 | 85.4664 | 329.7774 | 95.4842 | 403.3821 | 104.5922 | 660.6238 | 111.2248 | 929.8717 | 122.2141 | 1191.6066 | 133.4505 | 1537.601 | 144.8553 | 2039.3552 | 156.5446 | 2579.682 | 169.6826 | 3115.1485 | 178.422 | 3643.9506 | 187.1311 | 4123.9632 | 195.7221 | 4555.3552 | 204.2691 | 5045.4725 | 212.7225 | 5536.0771 | 221.1351 | 6027.5112 | 229.4735 | 6509.8194 | 237.6821 | 6912.7741 | 245.8895 | 7113.7464 | 254.0294 | 7318.3099 | 262.0688 | 7517.564 | 270.0583 | 7723.6913 | 277.9897 | 8019.4498 | 285.8659 | 8315.6971 | 293.6865 | 8605.0798 | 301.4548 | 8887.6217 | 309.1729 | 9169.1025 | 316.8439 | 9424.0923 | 324.4685 | 9572.601 | 332.0499 |  | 281.8744 | 58.9796 | 444.1792 | 66.3849 | 509.7036 | 76.9674 | 576.514 | 87.7956 | 651.5888 | 98.985 | 785.0294 | 109.547 | 1038.8111 | 118.2281 | 1306.8255 | 130.4718 | 1569.2134 | 142.9895 | 1916.7599 | 155.707 | 2442.0595 | 168.7455 | 3069.572 | 183.0373 | 3692.3612 | 194.9432 | 4308.5171 | 206.8286 | 4876.0883 | 218.5943 | 5374.8689 | 230.3205 | 5884.4111 | 241.9561 | 6410.2712 | 253.5576 | 6853.501 | 265.086 | 7274.7843 | 276.4792 | 7658.4886 | 287.8812 | 7950.4878 | 299.2182 | 8276.8612 | 310.448 | 8616.7681 | 321.6302 | 8958.2073 | 332.7563 | 9274.762 | 343.8245 | 9495.0516 | 354.8384 | 9711.9331 | 365.8002 | 9925.0881 | 376.7112 | 10140.2298 | 387.5735 | 10364.2013 | 398.3895 | 10579.0426 | 409.1601 |  | 281.8744 | 58.9796 | 528.6371 | 66.3849 | 657.3181 | 84.9966 | 779.519 | 103.6485 | 909.6252 | 122.3918 | 1105.8948 | 141.3943 | 1367.2077 | 160.5988 | 1660.3276 | 180.115 | 2012.018 | 199.8089 | 2449.472 | 219.8166 | 3044.893 | 240.1253 | 3679.7258 | 260.0031 | 4311.8614 | 276.4238 | 4937.8386 | 292.759 | 5519.7748 | 308.8738 | 6872.8002 | 324.8836 | 10742.1237 | 469.4345 | 14610.3749 | 613.6697 | 18494.812 | 757.543 | 22361.1745 | 900.8535 | 26148.3075 | 1044.0584 | 29756.6537 | 1186.9455 | 33402.0831 | 1329.3366 | 36906.0848 | 1471.4633 | 40402.9226 | 1613.2899 | 43900.9724 | 1754.8152 | 47402.2664 | 1896.0486 | 50880.9735 | 2036.9991 | 54343.0202 | 2177.6732 | 57788.5895 | 2318.0804 | 60139.7826 | 2458.2257 | 60333.8961 | 2470.9432 |  | 281.8744 | 58.9796 | 528.6371 | 66.3849 | 657.3181 | 84.9966 | 779.519 | 103.6485 | 909.6252 | 122.3918 | 1127.2453 | 141.3914 | 1473.9236 | 160.5895 | 1831.0309 | 180.0953 | 2182.7212 | 199.7746 | 2620.1753 | 219.7631 | 4058.2514 | 240.0479 | 8062.1909 | 389.3677 | 12059.5011 | 534.7936 | 16047.9711 | 679.8635 | 19985.9074 | 824.3385 | 23852.5484 | 968.5236 | 27724.4403 | 1112.2372 | 31608.9426 | 1255.7602 | 35498.63 | 1398.9277 | 39392.473 | 1541.3884 | 43239.3797 | 1683.9356 | 46793.612 | 1826.1702 | 50355.04 | 1967.8244 | 53903.0482 | 2109.2535 | 57450.8329 | 2250.3957 | 59507.9069 | 2391.2457 | 59691.7426 | 2404.2897 | 59878.9694 | 2417.2583 | 60051.7074 | 2430.1531 | 60245.1232 | 2442.9789 | 60445.2976 | 2455.7363 | 60640.0949 | 2468.4279
Barrow & Sandgate |  | 91.978 | 35.7164 | 128.4372 | 39.9177 | 144.4587 | 50.7496 | 161.5154 | 61.8161 | 180.9606 | 72.9758 | 211.1276 | 84.0161 | 267.7738 | 95.2377 | 327.6792 | 106.5331 | 386.3767 | 117.9061 | 463.9391 | 129.377 | 584.9835 | 140.9296 | 741.2993 | 152.1298 | 896.7118 | 161.2673 | 1050.6535 | 170.2275 | 1193.5051 | 179.0255 | 1321.2925 | 187.6275 | 1451.4403 | 270.1777 | 1585.0043 | 352.4089 | 1720.1833 | 433.3153 | 1856.1014 | 513.3543 | 1982.0837 | 593.4697 | 2069.5298 | 671.8399 | 2170.8075 | 750.4285 | 2280.1542 | 827.2081 | 2390.8554 | 903.5354 | 2490.7891 | 979.0364 | 2547.6931 | 1053.7075 | 2602.9174 | 1127.546 | 2656.2771 | 1200.5484 | 2710.3601 | 1272.7139 | 2768.2903 | 1344.0394 | 2821.8387 | 1345.2856 |  | 91.978 | 35.7164 | 95.6617 | 39.9177 | 100.185 | 45.2536 | 104.5002 | 50.8744 | 109.7088 | 56.7292 | 128.2888 | 61.8438 | 186.5212 | 65.5643 | 247.009 | 71.794 | 305.4301 | 78.1613 | 382.3243 | 84.5813 | 493.5692 | 91.1178 | 613.6093 | 98.4438 | 732.3471 | 103.1954 | 849.7897 | 107.8558 | 955.9672 | 112.4341 | 1056.5369 | 116.9095 | 1187.3602 | 121.319 | 1321.1028 | 125.8288 | 1455.611 | 130.0514 | 1589.4206 | 134.1919 | 1708.0937 | 138.4734 | 1789.5856 | 142.4499 | 1872.7139 | 146.5641 | 1953.7408 | 150.4039 | 2036.2801 | 154.2409 | 2161.2518 | 158.0056 | 2287.0579 | 161.698 | 2410.4457 | 165.3201 | 2531.2818 | 168.8731 | 2651.9845 | 172.3589 | 2761.2684 | 175.7781 | 2823.8247 | 179.1326 |  | 91.978 | 35.7164 | 128.4372 | 39.9177 | 144.4587 | 45.9555 | 161.5154 | 52.3614 | 180.9606 | 59.0196 | 211.1276 | 65.0925 | 267.7738 | 70.1112 | 327.6792 | 77.1705 | 386.3767 | 84.3773 | 463.9391 | 91.6441 | 584.9835 | 99.0368 | 741.2993 | 107.0965 | 896.7118 | 113.7311 | 1050.6535 | 120.2625 | 1193.5051 | 126.6989 | 1321.2925 | 133.0152 | 1451.4403 | 139.2551 | 1585.0043 | 145.6092 | 1720.1833 | 151.6295 | 1856.1014 | 157.5526 | 1982.0837 | 163.6391 | 2069.5298 | 169.3647 | 2170.8075 | 175.2521 | 2280.1542 | 180.8099 | 2390.8554 | 186.3627 | 2490.7891 | 191.8246 | 2547.6931 | 197.1974 | 2602.9174 | 202.4824 | 2656.2771 | 207.6804 | 2710.3601 | 212.7925 | 2768.2903 | 217.8202 | 2821.8387 | 222.764 |  | 91.978 | 35.7164 | 147.1341 | 39.9177 | 178.0047 | 50.7496 | 208.1862 | 61.8161 | 241.4063 | 72.9758 | 290.0064 | 84.0161 | 350.3732 | 95.2377 | 421.0402 | 106.5331 | 517.3907 | 117.9061 | 633.0219 | 129.377 | 783.5637 | 140.9296 | 943.0879 | 152.1298 | 1103.132 | 161.2673 | 1262.2154 | 170.2275 | 1411.9614 | 179.0255 | 1997.6981 | 187.6275 | 3938.9549 | 270.1777 | 5931.2685 | 352.4089 | 7938.5545 | 433.3153 | 9939.724 | 513.3543 | 11900.6251 | 593.4697 | 13767.9992 | 671.8399 | 15659.6221 | 750.4285 | 17476.6079 | 827.2081 | 19288.6629 | 903.5354 | 21100.5687 | 979.0364 | 22913.3115 | 1053.7075 | 24712.6881 | 1127.546 | 26501.9688 | 1200.5484 | 28282.3104 | 1272.7139 | 29390.9577 | 1344.0394 | 29424.2432 | 1345.2856 |  | 91.978 | 35.7164 | 147.1341 | 39.9177 | 178.0047 | 50.7496 | 208.1862 | 61.8161 | 241.4063 | 72.9758 | 298.9374 | 84.0234 | 395.0068 | 95.2608 | 492.4278 | 106.5816 | 588.7782 | 117.9901 | 704.4094 | 129.5073 | 1307.6175 | 141.1172 | 3277.1856 | 228.2973 | 5244.8314 | 312.7725 | 7209.7197 | 396.4247 | 9162.2849 | 479.2809 | 11098.357 | 561.2366 | 13041.6612 | 642.4546 | 15046.1704 | 723.904 | 17054.8226 | 803.4063 | 19070.9644 | 882.0434 | 21070.0191 | 961.3404 | 22917.6269 | 1038.2686 | 24766.7253 | 1115.9449 | 26607.1852 | 1191.2928 | 28446.4526 | 1266.3472 | 29290.6263 | 1340.5542 | 29321.8758 | 1342.6943 | 29353.7987 | 1344.6493 | 29382.9082 | 1346.4251 | 29416.0589 | 1348.0287 | 29450.5402 | 1349.4646 | 29483.9777 | 1350.7384
Barton |  | 208.0399 | 43.3439 | 327.3587 | 49.0484 | 374.3001 | 63.1101 | 423.8417 | 77.2612 | 479.3867 | 91.5601 | 585.2865 | 106.1722 | 797.8416 | 121.0848 | 1022.3233 | 136.2349 | 1241.9889 | 151.7068 | 1533.0934 | 167.5399 | 1970.0462 | 183.6558 | 2482.8066 | 199.555 | 2991.4739 | 212.9183 | 3494.6696 | 226.2444 | 3957.8489 | 239.5156 | 4363.6542 | 252.7214 | 4779.0946 | 366.3379 | 5209.0976 | 480.3995 | 5581.0343 | 594.7904 | 5914.5927 | 709.4709 | 6193.1826 | 824.5209 | 6419.8912 | 940.1507 | 6670.8153 | 1055.8355 | 6930.412 | 1172.2104 | 7190.4812 | 1288.9123 | 7433.834 | 1406.0321 | 7612.2625 | 1523.576 | 7788.2756 | 1641.5497 | 7961.7185 | 1759.9567 | 8136.3653 | 1878.8033 | 8316.7301 | 1998.0914 | 8490.9879 | 2014.1615 |  | 208.0399 | 43.3439 | 215.2373 | 49.0484 | 223.9784 | 56.2754 | 231.8309 | 63.7317 | 240.9034 | 71.4804 | 300.9585 | 78.613 | 515.7089 | 83.9573 | 740.874 | 92.5642 | 959.7408 | 101.4731 | 1249.3859 | 110.5797 | 1669.5225 | 119.9273 | 2121.6981 | 130.4529 | 2570.8105 | 137.6685 | 3013.7379 | 144.8694 | 3416.7023 | 152.0436 | 3775.4809 | 159.1853 | 4187.5317 | 166.3088 | 4613.6692 | 173.4316 | 4996.6347 | 180.5088 | 5364.0612 | 187.5389 | 5673.4646 | 194.5518 | 5834.2291 | 201.5916 | 5997.9305 | 208.5454 | 6158.6198 | 215.5456 | 6324.2656 | 222.5185 | 6557.6705 | 229.4841 | 6793.5264 | 236.442 | 7025.9689 | 243.3943 | 7255.1063 | 250.3422 | 7484.711 | 257.288 | 7696.1351 | 264.2318 | 7830.8447 | 271.1758 |  | 208.0399 | 43.3439 | 327.3587 | 49.0484 | 374.3001 | 57.1483 | 423.8417 | 65.4442 | 479.3867 | 74.0497 | 585.2865 | 82.2582 | 797.8416 | 89.1391 | 1022.3233 | 98.6859 | 1241.9889 | 108.5661 | 1533.0934 | 118.6768 | 1970.0462 | 129.0621 | 2482.8066 | 140.483 | 2991.4739 | 150.1571 | 3494.6696 | 159.8373 | 3957.8489 | 169.5086 | 4363.6542 | 179.1624 | 4779.0946 | 188.818 | 5209.0976 | 198.4927 | 5581.0343 | 208.1343 | 5914.5927 | 217.7423 | 6193.1826 | 227.3475 | 6419.8912 | 237.0034 | 6670.8153 | 246.5756 | 6930.412 | 256.2199 | 7190.4812 | 265.8504 | 7433.834 | 275.4868 | 7612.2625 | 285.1315 | 7788.2756 | 294.7862 | 7961.7185 | 304.4513 | 8136.3653 | 314.1282 | 8316.7301 | 323.8183 | 8490.9879 | 333.5223 |  | 208.0399 | 43.3439 | 389.6094 | 49.0484 | 481.3423 | 63.1101 | 572.3738 | 77.2612 | 668.9236 | 91.5601 | 819.9557 | 106.1722 | 1037.2331 | 121.0848 | 1278.8662 | 136.2349 | 1559.644 | 151.7068 | 1912.509 | 167.5399 | 2397.5517 | 183.6558 | 2915.5425 | 199.555 | 3430.8267 | 212.9183 | 3941.5323 | 226.2444 | 4414.1468 | 239.5156 | 5242.4571 | 252.7214 | 7309.9105 | 366.3379 | 9356.6658 | 480.3995 | 11372.7341 | 594.7904 | 13364.7031 | 709.4709 | 15314.4778 | 824.5209 | 17173.2017 | 940.1507 | 19041.3645 | 1055.8355 | 20837.8811 | 1172.2104 | 22632.0609 | 1288.9123 | 24428.9254 | 1406.0321 | 26228.6409 | 1523.576 | 28017.9549 | 1641.5497 | 29799.5052 | 1759.9567 | 31574.0967 | 1878.8033 | 32964.6927 | 1998.0914 | 33139.1425 | 2014.1615 |  | 208.0399 | 43.3439 | 389.6094 | 49.0484 | 481.3423 | 63.1101 | 572.3738 | 77.2612 | 668.9236 | 91.5601 | 834.5513 | 106.1677 | 1110.1866 | 121.0706 | 1395.5642 | 136.2048 | 1676.342 | 151.6541 | 2029.207 | 167.4575 | 2928.4413 | 183.5361 | 5102.3665 | 298.7192 | 7271.483 | 411.7266 | 9434.256 | 525.1027 | 11556.1158 | 638.8314 | 13619.5058 | 752.8842 | 15685.5491 | 867.3341 | 17728.0458 | 982.2851 | 19755.5221 | 1097.4829 | 21760.1774 | 1212.8947 | 23728.292 | 1328.6769 | 25545.112 | 1445.1502 | 27368.353 | 1561.5007 | 29186.4809 | 1678.6888 | 31005.6643 | 1796.1681 | 32464.0296 | 1914.0714 | 32624.2099 | 1930.0361 | 32788.2192 | 1946.0098 | 32936.9789 | 1961.9922 | 33108.0305 | 1977.9859 | 33286.2419 | 1993.9899 | 33459.2863 | 2010.0052
Belfield |  | 106.3164 | 23.3151 | 174.0996 | 26.2722 | 200.5411 | 33.6764 | 228.3442 | 41.1641 | 259.4986 | 48.6932 | 316.1711 | 56.3595 | 424.813 | 64.1501 | 539.5515 | 72.0375 | 651.8551 | 80.0641 | 800.6569 | 88.2369 | 1026.1047 | 96.5627 | 1296.6574 | 104.6889 | 1565.1439 | 111.4722 | 1830.8443 | 118.205 | 2076.0499 | 124.8981 | 2291.8936 | 131.5827 | 2512.5788 | 190.3896 | 2740.611 | 249.1734 | 2933.4616 | 307.9371 | 3116.5179 | 366.8559 | 3281.8749 | 425.6369 | 3407.6754 | 484.6114 | 3542.5759 | 543.3227 | 3677.9444 | 602.2716 | 3814.0022 | 661.1717 | 3941.3338 | 720.0891 | 4034.1304 | 779.0258 | 4125.6498 | 837.9833 | 4215.7782 | 896.9626 | 4306.5603 | 955.9656 | 4400.4593 | 1014.9928 | 4491.0154 | 1021.473 |  | 106.3164 | 23.3151 | 110.1638 | 26.2722 | 114.8671 | 30.0293 | 119.0591 | 33.9313 | 123.9593 | 37.9634 | 154.9734 | 41.6528 | 264.9426 | 44.3793 | 380.1352 | 48.8186 | 492.1522 | 53.4005 | 640.3176 | 58.0612 | 855.2394 | 62.8556 | 1086.641 | 68.2144 | 1316.1549 | 71.8359 | 1542.7509 | 75.4328 | 1748.8243 | 79.0118 | 1934.3476 | 82.5926 | 2146.7271 | 86.1273 | 2360.7102 | 89.6349 | 2572.2952 | 93.1181 | 2780.0292 | 96.6228 | 2954.5958 | 100.0674 | 3043.8221 | 103.5338 | 3134.7651 | 106.9231 | 3223.6014 | 110.3399 | 3315.8626 | 113.7265 | 3425.3574 | 117.0977 | 3535.6563 | 120.4531 | 3643.9645 | 123.794 | 3750.2758 | 127.121 | 3856.5854 | 130.4353 | 3953.5194 | 133.7372 | 4011.6802 | 137.0277 |  | 106.3164 | 23.3151 | 174.0996 | 26.2722 | 200.5411 | 30.4951 | 228.3442 | 34.8681 | 259.4986 | 39.3809 | 316.1711 | 43.6652 | 424.813 | 47.2254 | 539.5515 | 52.1826 | 651.8551 | 57.2964 | 800.6569 | 62.5026 | 1026.1047 | 67.8584 | 1296.6574 | 73.699 | 1565.1439 | 78.6139 | 1830.8443 | 83.5096 | 2076.0499 | 88.3921 | 2291.8936 | 93.2832 | 2512.5788 | 98.1307 | 2740.611 | 102.9541 | 2933.4616 | 107.7561 | 3116.5179 | 112.591 | 3281.8749 | 117.3621 | 3407.6754 | 122.1661 | 3542.5759 | 126.8854 | 3677.9444 | 131.6436 | 3814.0022 | 136.3729 | 3941.3338 | 141.0885 | 4034.1304 | 145.7918 | 4125.6498 | 150.4834 | 4215.7782 | 155.1637 | 4306.5603 | 159.8335 | 4400.4593 | 164.4936 | 4491.0154 | 169.1443 |  | 106.3164 | 23.3151 | 209.3658 | 26.2722 | 261.2053 | 33.6764 | 312.268 | 41.1641 | 366.3715 | 48.6932 | 448.6219 | 56.3595 | 560.005 | 64.1501 | 685.6955 | 72.0375 | 837.7545 | 80.0641 | 1026.5682 | 88.2369 | 1282.9827 | 96.5627 | 1556.2661 | 104.6889 | 1828.2467 | 111.4722 | 2097.6895 | 118.205 | 2348.1715 | 124.8981 | 2883.6885 | 131.5827 | 4361.5607 | 190.3896 | 5833.8022 | 249.1734 | 7307.1237 | 307.9371 | 8772.3293 | 366.8559 | 10207.2018 | 425.6369 | 11573.9087 | 484.6114 | 12949.7668 | 543.3227 | 14271.7722 | 602.2716 | 15591.1108 | 661.1717 | 16911.0836 | 720.0891 | 18232.2671 | 779.0258 | 19544.9685 | 837.9833 | 20851.3414 | 896.9626 | 22151.6632 | 955.9656 | 23053.3744 | 1014.9928 | 23135.9215 | 1021.473 |  | 106.3164 | 23.3151 | 209.3658 | 26.2722 | 261.2053 | 33.6764 | 312.268 | 41.1641 | 366.3715 | 48.6932 | 458.2037 | 56.3594 | 607.8957 | 64.1499 | 762.2996 | 72.0371 | 914.3587 | 80.0635 | 1103.1723 | 88.2359 | 1674.939 | 96.5612 | 3209.0717 | 156.8376 | 4740.4496 | 215.7631 | 6268.2472 | 274.6473 | 7774.8274 | 333.5288 | 9251.1422 | 392.5153 | 10729.5302 | 451.3994 | 12206.2782 | 510.2544 | 13681.9036 | 569.0874 | 15157.1227 | 628.1978 | 16609.7311 | 687.0612 | 17950.0658 | 746.2264 | 19293.302 | 804.9807 | 20631.6146 | 864.0852 | 21969.8655 | 923.109 | 22776.284 | 982.1501 | 22854.2089 | 988.7661 | 22933.4655 | 995.3523 | 23007.006 | 1001.9097 | 23088.7232 | 1008.4404 | 23173.0551 | 1014.945 | 23255.3807 | 1021.4246
Bispham |  | 234.4906 | 55.9701 | 352.1251 | 62.9354 | 399.3136 | 80.4654 | 455.1143 | 98.0952 | 518.4357 | 115.829 | 619.0325 | 133.7304 | 808.9316 | 151.8893 | 1009.6303 | 170.421 | 1206.1053 | 189.0945 | 1465.9718 | 207.9661 | 1870.7101 | 227.2874 | 2389.7753 | 246.0963 | 2905.5081 | 261.8335 | 3416.4571 | 277.3834 | 3891.5811 | 292.7156 | 4316.3887 | 307.9672 | 4749.8843 | 445.0153 | 5196.2807 | 581.6926 | 5628.3715 | 717.8694 | 6058.6866 | 854.1097 | 6456.6189 | 989.9024 | 6731.571 | 1125.0513 | 7028.4183 | 1259.6345 | 7324.1062 | 1394.5675 | 7621.0766 | 1528.9026 | 7892.058 | 1662.9296 | 8062.9358 | 1796.6559 | 8230.2006 | 1930.0886 | 8393.5838 | 2063.2327 | 8559.032 | 2196.096 | 8733.6301 | 2328.6821 | 8898.9583 | 2340.5355 |  | 234.4906 | 55.9701 | 242.8091 | 62.9354 | 252.7939 | 71.7512 | 266.0934 | 80.8728 | 281.9901 | 90.3339 | 342.8614 | 98.8773 | 538.0716 | 105.1335 | 740.8271 | 115.5618 | 936.3124 | 126.2049 | 1193.93 | 136.9424 | 1567.0164 | 148.0583 | 1969.6538 | 160.4769 | 2368.8093 | 168.8648 | 2763.3535 | 177.1538 | 3121.8489 | 185.3247 | 3458.9582 | 193.4651 | 3889.5091 | 201.4802 | 4330.897 | 209.4267 | 4768.323 | 217.2618 | 5203.0516 | 225.147 | 5586.7011 | 232.9248 | 5841.2625 | 240.5649 | 6102.0777 | 248.1022 | 6358.2388 | 255.7129 | 6624.0417 | 263.209 | 6943.5902 | 270.6508 | 7268.6753 | 278.0381 | 7590.6606 | 285.3738 | 7910.2238 | 292.6598 | 8233.7467 | 299.8992 | 8532.743 | 307.0925 | 8715.4952 | 314.2429 |  | 234.4906 | 55.9701 | 352.1251 | 62.9354 | 399.3136 | 72.8642 | 455.1143 | 83.0917 | 518.4357 | 93.6773 | 619.0325 | 103.6093 | 808.9316 | 111.8164 | 1009.6303 | 123.4497 | 1206.1053 | 135.3219 | 1465.9718 | 147.3127 | 1870.7101 | 159.7237 | 2389.7753 | 173.2472 | 2905.5081 | 184.6537 | 3416.4571 | 195.9661 | 3891.5811 | 207.159 | 4316.3887 | 218.3279 | 4749.8843 | 229.37 | 5196.2807 | 240.3452 | 5628.3715 | 251.2031 | 6058.6866 | 262.1331 | 6456.6189 | 272.9486 | 6731.571 | 283.6152 | 7028.4183 | 294.17 | 7324.1062 | 304.8224 | 7621.0766 | 315.3506 | 7892.058 | 325.8212 | 8062.9358 | 336.2374 | 8230.2006 | 346.6014 | 8393.5838 | 356.9143 | 8559.032 | 367.1782 | 8733.6301 | 377.3951 | 8898.9583 | 387.5661 |  | 234.4906 | 55.9701 | 412.5039 | 62.9354 | 503.1712 | 80.4654 | 602.3169 | 98.0952 | 710.5826 | 115.829 | 869.9249 | 133.7304 | 1070.6166 | 151.8893 | 1304.8251 | 170.421 | 1620.6499 | 189.0945 | 2000.8647 | 207.9661 | 2499.0021 | 227.2874 | 3027.3583 | 246.0963 | 3554.5111 | 261.8335 | 4078.3873 | 277.3834 | 4570.2272 | 292.7156 | 5704.2555 | 307.9672 | 8916.3432 | 445.0153 | 12160.7308 | 581.6926 | 15401.7016 | 717.8694 | 18623.8704 | 854.1097 | 21778.2251 | 989.9024 | 24790.4223 | 1125.0513 | 27805.755 | 1259.6345 | 30700.2899 | 1394.5675 | 33592.7565 | 1528.9026 | 36490.7662 | 1662.9296 | 39395.7119 | 1796.6559 | 42286.2343 | 1930.0886 | 45166.5119 | 2063.2327 | 48037.5424 | 2196.096 | 50484.6852 | 2328.6821 | 50685.9586 | 2340.5355 |  | 234.4906 | 55.9701 | 412.5039 | 62.9354 | 503.1712 | 80.4654 | 602.3169 | 98.0952 | 710.5826 | 115.829 | 898.5378 | 133.729 | 1213.6206 | 151.8848 | 1533.56 | 170.4115 | 1849.3848 | 189.0779 | 2229.5996 | 207.9403 | 3421.6953 | 227.25 | 6724.233 | 368.6152 | 10022.2823 | 506.6861 | 13314.2301 | 644.3315 | 16569.1394 | 781.4491 | 19772.5577 | 918.3932 | 22985.4483 | 1054.7495 | 26236.2374 | 1190.7666 | 29478.6458 | 1326.1806 | 32722.6093 | 1462.0023 | 35895.9906 | 1597.2612 | 38823.049 | 1731.695 | 41761.8395 | 1865.4755 | 44693.1483 | 1999.9397 | 47628.1181 | 2133.6745 | 50273.8628 | 2267.1064 | 50453.7706 | 2279.3465 | 50642.3384 | 2291.5012 | 50796.6741 | 2303.5723 | 51000.6185 | 2315.5652 | 51221.5325 | 2327.4807 | 51428.7185 | 2339.3218
Blackburn |  | 115.1545 | 44.1396 | 178.187 | 49.5614 | 203.9551 | 63.299 | 229.9409 | 77.571 | 259.1632 | 91.9669 | 310.604 | 106.6437 | 408.0349 | 121.5506 | 510.9273 | 136.6037 | 611.6762 | 151.895 | 745.0701 | 167.5262 | 944.5952 | 183.3133 | 1177.1965 | 198.7501 | 1408.0008 | 211.6114 | 1636.2322 | 224.4724 | 1845.6918 | 237.1123 | 2028.7616 | 249.7297 | 2215.908 | 361.392 | 2409.2113 | 472.8838 | 2564.6767 | 584.3243 | 2709.5041 | 695.6314 | 2841.4277 | 806.8519 | 2945.6807 | 918.3994 | 3066.9156 | 1029.1656 | 3202.2647 | 1139.9731 | 3338.3449 | 1250.588 | 3464.0864 | 1360.9935 | 3549.8216 | 1471.1769 | 3634.151 | 1581.1269 | 3716.9294 | 1690.8316 | 3800.5392 | 1800.2828 | 3887.8385 | 1909.4694 | 3971.2969 | 1919.5875 |  | 115.1545 | 44.1396 | 119.6636 | 49.5614 | 125.2426 | 56.4439 | 129.5384 | 63.7938 | 134.6359 | 71.3954 | 163.0419 | 78.3543 | 261.8271 | 83.4907 | 365.2082 | 91.8238 | 465.6385 | 100.4127 | 598.3698 | 109.1985 | 790.8363 | 118.1584 | 998.1752 | 128.2105 | 1203.5804 | 134.9812 | 1406.4658 | 141.7678 | 1590.4794 | 148.4305 | 1753.8831 | 155.0948 | 1932.738 | 161.7417 | 2110.1627 | 168.2844 | 2288.1495 | 174.7898 | 2461.6951 | 181.2324 | 2603.5677 | 187.6325 | 2665.4822 | 194.0769 | 2728.3333 | 200.3322 | 2789.4263 | 206.5801 | 2849.0031 | 212.7755 | 2969.3351 | 218.9209 | 3089.4425 | 225.0154 | 3206.3138 | 231.0612 | 3319.9967 | 237.0592 | 3432.8724 | 243.0114 | 3534.5582 | 248.9181 | 3592.5248 | 254.7812 |  | 115.1545 | 44.1396 | 178.187 | 49.5614 | 203.9551 | 57.3195 | 229.9409 | 65.7066 | 259.1632 | 74.3787 | 310.604 | 82.6235 | 408.0349 | 89.482 | 510.9273 | 98.9531 | 611.6762 | 108.7009 | 745.0701 | 118.6671 | 944.5952 | 128.8214 | 1177.1965 | 139.9163 | 1408.0008 | 149.2354 | 1636.2322 | 158.5855 | 1845.6918 | 167.8077 | 2028.7616 | 177.0415 | 2215.908 | 186.2688 | 2409.2113 | 195.3873 | 2564.6767 | 204.4719 | 2709.5041 | 213.4949 | 2841.4277 | 222.4756 | 2945.6807 | 231.5201 | 3066.9156 | 240.3472 | 3202.2647 | 249.1735 | 3338.3449 | 257.9456 | 3464.0864 | 266.6622 | 3549.8216 | 275.3252 | 3634.151 | 283.9356 | 3716.9294 | 292.4935 | 3800.5392 | 300.9999 | 3887.8385 | 309.4559 | 3971.2969 | 317.8619 |  | 115.1545 | 44.1396 | 210.9575 | 49.5614 | 261.5232 | 63.299 | 308.9711 | 77.571 | 359.6027 | 91.9669 | 435.7034 | 106.6437 | 536.2594 | 121.5506 | 646.908 | 136.6037 | 773.8924 | 151.895 | 933.8651 | 167.5262 | 1154.3657 | 183.3133 | 1389.9984 | 198.7501 | 1624.743 | 211.6114 | 1857.3192 | 224.4724 | 2072.724 | 237.1123 | 2636.6782 | 249.7297 | 4324.2363 | 361.392 | 6017.9943 | 472.8838 | 7722.3946 | 584.3243 | 9420.2622 | 695.6314 | 11083.8896 | 806.8519 | 12668.9751 | 918.3994 | 14278.5536 | 1029.1656 | 15828.3065 | 1139.9731 | 17374.2568 | 1250.588 | 18920.2207 | 1360.9935 | 20467.095 | 1471.1769 | 22003.3569 | 1581.1269 | 23531.4668 | 1690.8316 | 25052.1813 | 1800.2828 | 26028.9489 | 1909.4694 | 26097.2983 | 1919.5875 |  | 115.1545 | 44.1396 | 210.9575 | 49.5614 | 261.5232 | 63.299 | 308.9711 | 77.571 | 359.6027 | 91.9669 | 441.8459 | 106.6572 | 566.9494 | 121.5938 | 695.9831 | 136.6947 | 822.9676 | 152.0532 | 982.9403 | 167.7723 | 1579.6743 | 183.6687 | 3319.5861 | 298.4866 | 5056.794 | 410.7824 | 6790.4147 | 523.283 | 8504.3042 | 635.5035 | 10190.6113 | 747.9094 | 11879.6736 | 860.4708 | 13582.8636 | 972.7131 | 15289.6995 | 1084.9474 | 16999.9964 | 1197.0146 | 18698.1097 | 1309.0034 | 20271.6067 | 1421.5499 | 21847.4565 | 1532.9251 | 23416.746 | 1644.4248 | 24985.3318 | 1755.6948 | 25774.0303 | 1866.7169 | 25839.5938 | 1877.8761 | 25905.9949 | 1888.8312 | 25968.6963 | 1899.5899 | 26036.6485 | 1910.1621 | 26106.2826 | 1920.5538 | 26174.5956 | 1930.7724
Blackpool |  | 165.823 | 99.0373 | 209.8781 | 110.972 | 230.7347 | 141.4568 | 254.9778 | 172.035 | 282.9938 | 202.6402 | 322.3584 | 233.4024 | 397.1704 | 264.564 | 476.4179 | 296.2087 | 554.0893 | 327.999 | 656.3159 | 360.1644 | 827.676 | 392.9648 | 1083.3731 | 424.972 | 1338.1063 | 451.3839 | 1590.9552 | 477.7984 | 1829.1603 | 503.5837 | 2048.3623 | 529.3841 | 2270.9029 | 764.6969 | 2498.0461 | 998.3095 | 2785.4208 | 1231.5503 | 3088.448 | 1464.0521 | 3366.6991 | 1696.8327 | 3539.1459 | 1927.7503 | 3734.8575 | 2157.5147 | 3932.1849 | 2387.5637 | 4130.873 | 2616.5149 | 4305.2473 | 2844.7521 | 4386.5955 | 3072.288 | 4464.3651 | 3299.1348 | 4538.2768 | 3525.3007 | 4613.8712 | 3750.7995 | 4697.7103 | 3975.637 | 4772.6183 | 3994.25 |  | 165.823 | 99.0373 | 172.1002 | 110.972 | 179.6189 | 126.1374 | 188.0241 | 141.8208 | 198.1806 | 158.0157 | 225.2869 | 172.5403 | 302.8776 | 183.0817 | 383.0383 | 200.8049 | 459.5244 | 218.8487 | 559.7606 | 237.0892 | 704.3584 | 255.9002 | 861.1292 | 277.0277 | 1016.2444 | 291.0128 | 1169.9376 | 305.045 | 1308.6832 | 318.7173 | 1455.049 | 332.4402 | 1693.234 | 346.0903 | 1946.9092 | 359.2897 | 2197.2302 | 372.5888 | 2450.9937 | 385.787 | 2694.7432 | 399.1169 | 2913.6424 | 412.048 | 3136.8542 | 424.7921 | 3355.2807 | 437.6272 | 3583.2232 | 450.2775 | 3879.3552 | 462.8241 | 4180.8559 | 475.2667 | 4479.6581 | 487.6105 | 4775.9108 | 499.859 | 5075.4323 | 512.0172 | 5351.1315 | 524.0865 | 5516.4782 | 536.072 |  | 165.823 | 99.0373 | 209.8781 | 110.972 | 230.7347 | 128.094 | 254.9778 | 145.7224 | 282.9938 | 163.8863 | 322.3584 | 180.8314 | 397.1704 | 194.7642 | 476.4179 | 214.5678 | 554.0893 | 234.7264 | 656.3159 | 255.1223 | 827.676 | 276.1518 | 1083.3731 | 299.1724 | 1338.1063 | 318.3309 | 1590.9552 | 337.5554 | 1829.1603 | 356.3932 | 2048.3623 | 375.2976 | 2270.9029 | 394.1404 | 2498.0461 | 412.484 | 2785.4208 | 430.9548 | 3088.448 | 449.3294 | 3366.6991 | 467.8725 | 3539.1459 | 485.9683 | 3734.8575 | 503.8574 | 3932.1849 | 521.87 | 4130.873 | 539.6809 | 4305.2473 | 557.3781 | 4386.5955 | 574.9672 | 4464.3651 | 592.452 | 4538.2768 | 609.8345 | 4613.8712 | 627.1182 | 4697.7103 | 644.307 | 4772.6183 | 661.4024 |  | 165.823 | 99.0373 | 231.7209 | 110.972 | 270.1479 | 141.4568 | 311.5644 | 172.035 | 358.6291 | 202.6402 | 426.5522 | 233.4024 | 509.1528 | 264.564 | 617.1668 | 296.2087 | 797.2758 | 327.999 | 1003.0062 | 360.1644 | 1254.2685 | 392.9648 | 1517.8421 | 424.972 | 1783.5676 | 451.3839 | 2049.0571 | 477.7984 | 2302.973 | 503.5837 | 3150.1884 | 529.3841 | 5839.1411 | 764.6969 | 8621.9253 | 998.3095 | 11412.7672 | 1231.5503 | 14190.2814 | 1464.0521 | 16910.3138 | 1696.8327 | 19501.9136 | 1927.7503 | 22095.5619 | 2157.5147 | 24579.7231 | 2387.5637 | 27060.6581 | 2616.5149 | 29545.6267 | 2844.7521 | 32035.7221 | 3072.288 | 34510.6736 | 3299.1348 | 36975.1155 | 3525.3007 | 39430.6573 | 3750.7995 | 41385.7211 | 3975.637 | 41480.041 | 3994.25 |  | 165.823 | 99.0373 | 231.7209 | 110.972 | 270.1479 | 141.4568 | 311.5644 | 172.035 | 358.6291 | 202.6402 | 450.9782 | 233.401 | 631.2421 | 264.5592 | 812.4636 | 296.1987 | 992.5727 | 327.9815 | 1198.3031 | 360.1373 | 2063.5147 | 392.9256 | 4781.9105 | 636.5963 | 7498.499 | 873.5788 | 10211.8162 | 1109.9971 | 12909.1375 | 1344.5596 | 15586.1546 | 1578.896 | 18276.1473 | 1812.7019 | 21066.3853 | 2043.9246 | 23857.1218 | 2275.5133 | 26653.8613 | 2506.4783 | 29394.125 | 2738.4088 | 31913.7057 | 2967.754 | 34439.1672 | 3195.7951 | 36955.8726 | 3424.6356 | 39474.3932 | 3652.2054 | 41481.1123 | 3879.0691 | 41560.5164 | 3898.4652 | 41646.2457 | 3917.6916 | 41707.5955 | 3936.7521 | 41804.482 | 3955.6564 | 41913.6687 | 3974.4063 | 42012.9131 | 3993.0077
Bloom St |  | 95.851 | 60.64 | 107.6298 | 68.6284 | 114.7911 | 88.2399 | 120.7267 | 108.3118 | 127.5713 | 128.6829 | 142.7938 | 149.6141 | 178.4902 | 171.1029 | 216.3532 | 193.1272 | 253.4596 | 215.7101 | 302.4796 | 238.8247 | 381.0004 | 262.5209 | 488.4429 | 285.9978 | 595.4436 | 305.9915 | 701.5187 | 325.8522 | 800.3981 | 345.6353 | 890.174 | 365.2561 | 981.7504 | 530.3642 | 1075.605 | 696.266 | 1210.4423 | 862.9641 | 1340.881 | 1030.763 | 1441.719 | 1199.3102 | 1507.7123 | 1368.749 | 1602.4873 | 1538.5906 | 1717.2272 | 1710.0037 | 1831.6399 | 1882.0156 | 1930.8845 | 2054.8887 | 1970.7101 | 2228.62 | 2008.0391 | 2403.2065 | 2042.7784 | 2578.6433 | 2078.2421 | 2754.9292 | 2118.4219 | 2932.0583 | 2152.8893 | 2957.7979 |  | 95.851 | 60.64 | 99.0961 | 68.6284 | 102.9533 | 78.6838 | 105.2601 | 89.2426 | 107.8654 | 100.2476 | 118.3432 | 110.4529 | 153.2267 | 118.2123 | 190.2269 | 130.6802 | 226.0291 | 143.6329 | 273.4558 | 156.8716 | 342.0762 | 170.567 | 416.2255 | 186.0009 | 490.0856 | 196.8084 | 562.9414 | 207.5341 | 628.6725 | 218.2157 | 694.3479 | 228.8024 | 801.9497 | 239.4327 | 924.591 | 249.9508 | 1021.704 | 260.4129 | 1115.5467 | 270.9168 | 1209.6459 | 281.3675 | 1304.4747 | 291.809 | 1399.674 | 302.1492 | 1491.9054 | 312.6229 | 1584.3992 | 323.0386 | 1790.0266 | 333.453 | 2001.0298 | 343.8648 | 2211.4978 | 354.2766 | 2421.0046 | 364.6899 | 2632.7158 | 375.1074 | 2828.4159 | 385.5291 | 2950.3209 | 395.9579 |  | 95.851 | 60.64 | 107.6298 | 68.6284 | 114.7911 | 79.9043 | 120.7267 | 91.7456 | 127.5713 | 104.073 | 142.7938 | 115.9154 | 178.4902 | 125.9609 | 216.3532 | 139.8976 | 253.4596 | 154.369 | 302.4796 | 169.1713 | 381.0004 | 184.4837 | 488.4429 | 201.3371 | 595.4436 | 215.7954 | 701.5187 | 230.2083 | 800.3981 | 244.6109 | 890.174 | 258.9419 | 981.7504 | 273.3606 | 1075.605 | 287.6849 | 1210.4423 | 301.9759 | 1340.881 | 316.3495 | 1441.719 | 330.6892 | 1507.7123 | 345.0491 | 1602.4873 | 359.3163 | 1717.2272 | 373.7699 | 1831.6399 | 388.1835 | 1930.8845 | 402.6186 | 1970.7101 | 417.0779 | 2008.0391 | 431.563 | 2042.7784 | 446.0741 | 2078.2421 | 460.6128 | 2118.4219 | 475.1806 | 2152.8893 | 489.7777 |  | 95.851 | 60.64 | 113.192 | 68.6284 | 125.4238 | 88.2399 | 135.5472 | 108.3118 | 146.9584 | 128.6829 | 167.1175 | 149.6141 | 204.6821 | 171.1029 | 252.6417 | 193.1272 | 323.8165 | 215.7101 | 407.4624 | 238.8247 | 513.6947 | 262.5209 | 626.0549 | 285.9978 | 739.4176 | 305.9915 | 852.329 | 325.8522 | 959.9266 | 345.6353 | 1243.961 | 365.2561 | 2088.8864 | 530.3642 | 2978.3949 | 696.266 | 3855.3747 | 862.9641 | 4721.8202 | 1030.763 | 5570.7926 | 1199.3102 | 6376.5849 | 1368.749 | 7182.2601 | 1538.5906 | 7954.4069 | 1710.0037 | 8727.8521 | 1882.0156 | 9505.8561 | 2054.8887 | 10287.3712 | 2228.62 | 11065.1475 | 2403.2065 | 11841.1398 | 2578.6433 | 12614.2761 | 2754.9292 | 13504.2257 | 2932.0583 | 13554.6794 | 2957.7979 |  | 95.851 | 60.64 | 113.192 | 68.6284 | 125.4238 | 88.2399 | 135.5472 | 108.3118 | 146.9584 | 128.6829 | 174.9681 | 149.6175 | 243.9205 | 171.1139 | 315.4061 | 193.1505 | 386.5809 | 215.7509 | 470.2269 | 238.8886 | 762.3041 | 262.6139 | 1617.7432 | 428.6622 | 2472.8665 | 592.5981 | 3326.9065 | 757.589 | 4173.5712 | 923.632 | 5010.8209 | 1090.3982 | 5854.3471 | 1258.477 | 6739.3033 | 1427.0348 | 7620.5062 | 1596.2558 | 8491.8952 | 1766.7252 | 9345.5336 | 1937.8113 | 10128.0269 | 2109.781 | 10912.3161 | 2281.9102 | 11694.4778 | 2455.9464 | 12479.4174 | 2630.439 | 13807.5125 | 2805.7797 | 13828.5808 | 2831.7688 | 13856.3802 | 2857.709 | 13863.4946 | 2883.6032 | 13903.4966 | 2909.4582 | 13954.3212 | 2935.2756 | 13999.0345 | 2961.0592
Bolton |  | 348.8316 | 95.2494 | 485.6475 | 107.3734 | 547.0635 | 137.5969 | 605.3809 | 167.8281 | 671.3154 | 198.1811 | 783.8766 | 229.033 | 1000.3642 | 260.2396 | 1229.1686 | 291.9 | 1453.1234 | 324.0555 | 1749.4012 | 356.6746 | 2209.4356 | 389.8187 | 2795.255 | 422.3114 | 3377.3398 | 449.2137 | 3953.4247 | 475.8864 | 4486.2875 | 502.3557 | 4960.4799 | 528.5516 | 5442.8638 | 764.1708 | 5937.4339 | 999.2877 | 6437.0008 | 1234.3713 | 6931.7221 | 1468.8126 | 7377.544 | 1703.4468 | 7688.224 | 1937.3155 | 8043.7713 | 2171.2167 | 8417.7691 | 2404.9016 | 8792.9424 | 2638.3582 | 9131.7576 | 2871.6353 | 9332.2653 | 3104.7511 | 9528.1293 | 3337.723 | 9718.9793 | 3570.564 | 9913.016 | 3803.2917 | 10119.9721 | 4035.9159 | 10314.3252 | 4059.5172 |  | 348.8316 | 95.2494 | 363.3087 | 107.3734 | 381.3733 | 122.6955 | 393.5035 | 138.4316 | 407.8821 | 154.7031 | 473.2844 | 169.5591 | 693.2428 | 180.4132 | 923.1764 | 198.2919 | 1145.7073 | 216.7074 | 1439.5246 | 235.3597 | 1865.3853 | 254.4927 | 2324.8068 | 276.0077 | 2779.6756 | 290.3825 | 3229.1094 | 304.6467 | 3635.0031 | 318.8153 | 4015.0913 | 332.8441 | 4503.0336 | 346.8295 | 5003.5318 | 360.6683 | 5500.1076 | 374.5172 | 5992.2045 | 388.1633 | 6428.0025 | 401.8405 | 6721.1308 | 415.3047 | 7018.7223 | 428.7455 | 7308.6171 | 442.1029 | 7605.6132 | 455.3751 | 8052.9431 | 468.576 | 8502.9945 | 481.7053 | 8944.2047 | 494.7679 | 9376.9519 | 507.7672 | 9810.0893 | 520.7081 | 10204.2242 | 533.592 | 10434.9638 | 546.4237 |  | 348.8316 | 95.2494 | 485.6475 | 107.3734 | 547.0635 | 124.5987 | 605.3809 | 142.159 | 671.3154 | 160.28 | 783.8766 | 177.4461 | 1000.3642 | 191.5807 | 1229.1686 | 211.4467 | 1453.1234 | 231.9043 | 1749.4012 | 252.6502 | 2209.4356 | 273.9409 | 2795.255 | 297.2993 | 3377.3398 | 316.8004 | 3953.4247 | 336.2046 | 4486.2875 | 355.5242 | 4960.4799 | 374.7074 | 5442.8638 | 393.8692 | 5937.4339 | 412.8882 | 6437.0008 | 431.942 | 6931.7221 | 450.7904 | 7377.544 | 469.6962 | 7688.224 | 488.3796 | 8043.7713 | 507.0573 | 8417.7691 | 525.6597 | 8792.9424 | 544.1863 | 9131.7576 | 562.6454 | 9332.2653 | 581.0425 | 9528.1293 | 599.3816 | 9718.9793 | 617.6645 | 9913.016 | 635.8947 | 10119.9721 | 654.076 | 10314.3252 | 672.2099 |  | 348.8316 | 95.2494 | 556.4282 | 107.3734 | 675.8651 | 137.5969 | 780.8138 | 167.8281 | 894.2525 | 198.1811 | 1064.7327 | 229.033 | 1290.8182 | 260.2396 | 1556.1092 | 291.9 | 1910.482 | 324.0555 | 2338.3804 | 356.6746 | 2900.7246 | 389.8187 | 3497.3228 | 422.3114 | 4093.2675 | 449.2137 | 4684.9524 | 475.8864 | 5238.5378 | 502.3557 | 6762.755 | 528.5516 | 11375.1743 | 764.1708 | 16064.7853 | 999.2877 | 20781.6537 | 1234.3713 | 25476.8124 | 1468.8126 | 30076.8966 | 1703.4468 | 34458.4451 | 1937.3155 | 38870.144 | 2171.2167 | 43106.9791 | 2404.9016 | 47337.7963 | 2638.3582 | 51573.8443 | 2871.6353 | 55817.0538 | 3104.7511 | 60035.3792 | 3337.723 | 64235.5048 | 3570.564 | 68419.1032 | 3803.2917 | 71575.8629 | 4035.9159 | 71781.8174 | 4059.5172 |  | 348.8316 | 95.2494 | 556.4282 | 107.3734 | 675.8651 | 137.5969 | 780.8138 | 167.8281 | 894.2525 | 198.1811 | 1095.9028 | 229.0241 | 1446.6031 | 260.2114 | 1805.2875 | 291.8403 | 2159.6603 | 323.9512 | 2587.5588 | 356.5118 | 4181.8601 | 389.5828 | 8904.3578 | 632.206 | 13621.2463 | 868.7181 | 18329.952 | 1104.5964 | 22993.4298 | 1339.9889 | 27595.7523 | 1574.7589 | 32210.0183 | 1809.4149 | 36915.4177 | 2043.4829 | 41636.4828 | 2277.8607 | 46364.145 | 2511.3325 | 51022.5246 | 2745.3462 | 55319.0678 | 2978.2974 | 59624.6823 | 3211.4586 | 63915.4087 | 3444.4197 | 68208.6232 | 3677.1577 | 71336.9 | 3909.7379 | 71520.3602 | 3933.5443 | 71712.2609 | 3957.2873 | 71870.2992 | 3980.9675 | 72077.3047 | 4004.5912 | 72300.8426 | 4028.1574 | 72511.1573 | 4051.6692
Burnley |  | 110.5651 | 39.781 | 182.0363 | 44.7127 | 209.8548 | 57.105 | 238.7984 | 69.5509 | 271.222 | 81.9636 | 330.3037 | 94.4219 | 442.5594 | 107.0957 | 561.1208 | 119.7753 | 677.1937 | 132.7261 | 830.9527 | 145.6957 | 1064.0769 | 158.8076 | 1344.4363 | 171.7702 | 1622.6842 | 182.275 | 1898.0754 | 192.6289 | 2152.3231 | 202.8508 | 2376.2994 | 212.9045 | 2605.3065 | 307.0521 | 2841.9194 | 400.9908 | 3040.7973 | 493.9328 | 3231.6584 | 586.2777 | 3406.242 | 678.01 | 3538.1413 | 770.023 | 3679.0972 | 861.5357 | 3822.5406 | 951.5045 | 3967.1497 | 1041.487 | 4102.4749 | 1130.9764 | 4200.1121 | 1219.9809 | 4296.3117 | 1308.5082 | 4390.9254 | 1396.5645 | 4486.2092 | 1484.1577 | 4584.9027 | 1571.2929 | 4679.8141 | 1576.8216 |  | 110.5651 | 39.781 | 114.5712 | 44.7127 | 119.4671 | 50.9207 | 123.6136 | 57.3528 | 128.4734 | 63.9495 | 160.3149 | 69.8539 | 273.777 | 74.1811 | 392.7172 | 81.2849 | 508.4713 | 88.6623 | 661.5831 | 96.0292 | 883.6571 | 103.5518 | 1122.7779 | 112.1231 | 1359.8746 | 117.6768 | 1594.0296 | 123.1543 | 1806.9924 | 128.567 | 1998.9871 | 133.892 | 2217.8355 | 139.1703 | 2437.0208 | 144.5289 | 2658.2136 | 149.655 | 2876.3208 | 154.7192 | 3059.3634 | 159.7167 | 3151.9603 | 164.8376 | 3246.2018 | 169.8844 | 3338.031 | 174.6702 | 3431.7667 | 179.5024 | 3545.8584 | 184.2827 | 3660.9045 | 189.0112 | 3774.0093 | 193.6903 | 3885.0709 | 198.3213 | 3996.2061 | 202.9067 | 4097.4139 | 207.447 | 4157.3513 | 211.9444 |  | 110.5651 | 39.781 | 182.0363 | 44.7127 | 209.8548 | 51.7105 | 238.7984 | 58.9131 | 271.222 | 66.2885 | 330.3037 | 73.1545 | 442.5594 | 78.8407 | 561.1208 | 86.7629 | 677.1937 | 94.983 | 830.9527 | 103.2035 | 1064.0769 | 111.6003 | 1344.4363 | 120.923 | 1622.6842 | 128.5464 | 1898.0754 | 136.0886 | 2152.3231 | 143.5604 | 2376.2994 | 150.9349 | 2605.3065 | 158.2609 | 2841.9194 | 165.6824 | 3040.7973 | 172.8413 | 3231.6584 | 179.9333 | 3406.242 | 186.9496 | 3538.1413 | 194.1158 | 3679.0972 | 201.1996 | 3822.5406 | 207.9784 | 3967.1497 | 214.8166 | 4102.4749 | 221.5945 | 4200.1121 | 228.3149 | 4296.3117 | 234.9793 | 4390.9254 | 241.5888 | 4486.2092 | 248.1451 | 4584.9027 | 254.6497 | 4679.8141 | 261.1037 |  | 110.5651 | 39.781 | 219.1832 | 44.7127 | 273.7332 | 57.105 | 327.0214 | 69.5509 | 383.3953 | 81.9636 | 468.8425 | 94.4219 | 583.8809 | 107.0957 | 714.0852 | 119.7753 | 872.217 | 132.7261 | 1068.3968 | 145.6957 | 1334.227 | 158.8076 | 1617.4657 | 171.7702 | 1899.7403 | 182.275 | 2179.6215 | 192.6289 | 2439.8841 | 202.8508 | 3059.6754 | 212.9045 | 4848.3179 | 307.0521 | 6639.5119 | 400.9908 | 8438.2102 | 493.9328 | 10229.6367 | 586.2777 | 11984.5702 | 678.01 | 13655.0204 | 770.023 | 15340.0031 | 861.5357 | 16959.8277 | 951.5045 | 18575.7876 | 1041.487 | 20192.117 | 1130.9764 | 21809.5282 | 1219.9809 | 23415.7697 | 1308.5082 | 25013.5623 | 1396.5645 | 26603.8484 | 1484.1577 | 27653.2494 | 1571.2929 | 27733.3522 | 1576.8216 |  | 110.5651 | 39.781 | 219.1832 | 44.7127 | 273.7332 | 57.105 | 327.0214 | 69.5509 | 383.3953 | 81.9636 | 478.9495 | 94.4197 | 634.3892 | 107.0888 | 794.8659 | 119.7606 | 952.9976 | 132.7005 | 1149.1774 | 145.6558 | 1806.1411 | 158.7501 | 3653.3923 | 257.2215 | 5497.6496 | 352.6241 | 7338.0156 | 447.3045 | 9156.2317 | 541.3379 | 10942.9927 | 634.6459 | 12733.022 | 727.438 | 14532.5205 | 820.4755 | 16333.2943 | 912.0383 | 18137.5228 | 1003.0363 | 19918.6389 | 1093.4287 | 21563.1451 | 1184.5856 | 23210.0101 | 1275.1921 | 24850.1766 | 1363.7666 | 26489.7103 | 1452.6106 | 27357.7174 | 1540.9707 | 27434.2818 | 1546.8123 | 27511.8384 | 1552.5847 | 27584.9441 | 1558.2891 | 27664.3518 | 1563.9286 | 27745.7465 | 1569.5039 | 27825.5991 | 1575.0169
Bury |  | 186.7946 | 53.8081 | 290.5858 | 60.632 | 332.448 | 77.68 | 377.4873 | 95.0809 | 428.2605 | 112.677 | 514.2089 | 130.5813 | 676.8297 | 148.8026 | 848.6117 | 167.2697 | 1016.7864 | 186.07 | 1239.4546 | 205.2398 | 1573.462 | 224.6574 | 1965.7856 | 243.8383 | 2355.1443 | 259.7924 | 2740.3061 | 275.7729 | 3094.4501 | 291.5398 | 3404.7904 | 307.3192 | 3722.1832 | 444.8974 | 4050.1903 | 582.7958 | 4317.3428 | 720.879 | 4566.7665 | 859.2014 | 4795.1552 | 997.7042 | 4973.8613 | 1136.4106 | 5182.5339 | 1275.0945 | 5411.1012 | 1414.186 | 5641.0325 | 1553.3674 | 5853.3675 | 1692.7152 | 5997.2075 | 1832.2276 | 6138.592 | 1971.9032 | 6277.2777 | 2111.7387 | 6417.3538 | 2251.7344 | 6563.7236 | 2391.8866 | 6703.5195 | 2408.248 |  | 186.7946 | 53.8081 | 193.8921 | 60.632 | 202.6004 | 69.2675 | 211.221 | 78.3262 | 221.4697 | 87.7474 | 270.6368 | 96.3549 | 436.5273 | 102.7443 | 609.5865 | 113.1069 | 777.3577 | 123.8048 | 998.8613 | 134.705 | 1319.9216 | 145.846 | 1665.8624 | 158.4487 | 2008.6481 | 166.9505 | 2347.2755 | 175.4854 | 2654.6879 | 183.8996 | 2928.9969 | 192.3373 | 3233.7871 | 200.667 | 3537.8651 | 209.0256 | 3839.0748 | 217.3368 | 4132.619 | 225.6167 | 4374.1934 | 233.8525 | 4485.5932 | 242.0511 | 4599.4753 | 250.171 | 4710.8701 | 258.3012 | 4824.1078 | 266.38 | 5033.1025 | 274.427 | 5243.1488 | 282.4414 | 5448.917 | 290.4258 | 5650.5259 | 298.3816 | 5852.095 | 306.3113 | 6035.3802 | 314.2154 | 6142.8143 | 322.0963 |  | 186.7946 | 53.8081 | 290.5858 | 60.632 | 332.448 | 70.3419 | 377.4873 | 80.5384 | 428.2605 | 91.1281 | 514.2089 | 101.1695 | 676.8297 | 109.5441 | 848.6117 | 121.1669 | 1016.7864 | 133.1576 | 1239.4546 | 145.3815 | 1573.462 | 157.8755 | 1965.7856 | 171.6576 | 2355.1443 | 183.2143 | 2740.3061 | 194.8282 | 3094.4501 | 206.3268 | 3404.7904 | 217.8685 | 3722.1832 | 229.3092 | 4050.1903 | 240.801 | 4317.3428 | 252.2563 | 4566.7665 | 263.6958 | 4795.1552 | 275.0998 | 4973.8613 | 286.4788 | 5182.5339 | 297.7805 | 5411.1012 | 309.1106 | 5641.0325 | 320.3967 | 5853.3675 | 331.6572 | 5997.2075 | 342.8945 | 6138.592 | 354.1104 | 6277.2777 | 365.3053 | 6417.3538 | 376.4807 | 6563.7236 | 387.6383 | 6703.5195 | 398.7785 |  | 186.7946 | 53.8081 | 344.3849 | 60.632 | 426.1168 | 77.68 | 507.5724 | 95.0809 | 595.1453 | 112.677 | 725.6999 | 130.5813 | 894.7885 | 148.8026 | 1080.741 | 167.2697 | 1296.9639 | 186.07 | 1568.2002 | 205.2398 | 1940.547 | 224.6574 | 2338.3371 | 243.8383 | 2734.6503 | 259.7924 | 3127.2876 | 275.7729 | 3492.0089 | 291.5398 | 4454.4769 | 307.3192 | 7340.5003 | 444.8974 | 10243.7054 | 582.7958 | 13159.387 | 720.879 | 16063.1005 | 859.2014 | 18908.1614 | 997.7042 | 21621.8485 | 1136.4106 | 24378.5338 | 1275.0945 | 27031.369 | 1414.186 | 29678.636 | 1553.3674 | 32326.7876 | 1692.7152 | 34977.3754 | 1832.2276 | 37610.8702 | 1971.9032 | 40231.5749 | 2111.7387 | 42840.2128 | 2251.7344 | 44622.9775 | 2391.8866 | 44749.0506 | 2408.248 |  | 186.7946 | 53.8081 | 344.3849 | 60.632 | 426.1168 | 77.68 | 507.5724 | 95.0809 | 595.1453 | 112.677 | 736.9756 | 130.5857 | 951.1435 | 148.8165 | 1170.8815 | 167.2992 | 1387.1044 | 186.1216 | 1658.3407 | 205.3202 | 2674.29 | 224.7738 | 5645.2718 | 365.548 | 8611.833 | 503.25 | 11572.5222 | 641.3361 | 14500.6776 | 779.3147 | 17383.2098 | 917.7472 | 20271.8514 | 1056.0561 | 23190.6641 | 1194.9258 | 26110.7288 | 1333.9681 | 29035.8265 | 1473.281 | 31939.7042 | 1612.7552 | 34630.8202 | 1752.4317 | 37327.569 | 1891.9731 | 40013.9843 | 2032.0282 | 42700.1459 | 2172.1221 | 44244.2144 | 2312.3701 | 44363.2256 | 2329.2284 | 44484.8762 | 2345.9874 | 44595.7115 | 2362.6506 | 44722.1025 | 2379.225 | 44853.7158 | 2395.7128 | 44981.1216 | 2412.1187
Buxton |  | 61.7937 | 18.1955 | 88.1486 | 20.4501 | 99.2359 | 26.1741 | 110.3701 | 31.893 | 122.9308 | 37.6477 | 146.1067 | 43.4464 | 192.0733 | 49.3642 | 240.6559 | 55.3095 | 288.216 | 61.4002 | 351.1306 | 67.5991 | 449.3849 | 73.8237 | 576.0247 | 79.9146 | 701.8561 | 84.9669 | 826.4925 | 90.0641 | 942.3156 | 95.0301 | 1045.8825 | 99.9362 | 1151.4695 | 144.4174 | 1260.0401 | 188.5619 | 1372.9119 | 232.7307 | 1483.9383 | 276.7989 | 1581.1062 | 320.7528 | 1648.5495 | 364.6068 | 1721.146 | 408.2931 | 1794.5124 | 451.9557 | 1868.0804 | 495.4968 | 1935.0472 | 538.9455 | 1976.4261 | 582.3055 | 2016.8519 | 625.5802 | 2056.2713 | 668.7722 | 2096.1837 | 711.885 | 2138.3734 | 754.9205 | 2178.1935 | 758.8268 |  | 61.7937 | 18.1955 | 64.0539 | 20.4501 | 66.8097 | 23.3395 | 68.9017 | 26.3047 | 71.3509 | 29.3842 | 84.6471 | 32.1583 | 130.99 | 34.214 | 179.6114 | 37.5623 | 226.779 | 41.0482 | 289.1325 | 44.5925 | 379.4997 | 48.1795 | 476.9271 | 52.2113 | 573.6048 | 54.9051 | 669.0709 | 57.6351 | 755.7166 | 60.2876 | 837.4362 | 62.909 | 945.3609 | 65.5208 | 1058.3687 | 68.0304 | 1165.683 | 70.5846 | 1271.8454 | 73.1208 | 1367.6079 | 75.635 | 1436.1519 | 78.1299 | 1505.7352 | 80.5923 | 1573.6427 | 83.0513 | 1642.4449 | 85.487 | 1730.2629 | 87.9061 | 1819.725 | 90.3085 | 1908.5161 | 92.6952 | 1996.6443 | 95.0668 | 2085.6908 | 97.4243 | 2167.9861 | 99.768 | 2219.1189 | 102.0988 |  | 61.7937 | 18.1955 | 88.1486 | 20.4501 | 99.2359 | 23.7015 | 110.3701 | 27.015 | 122.9308 | 30.4477 | 146.1067 | 33.6606 | 192.0733 | 36.3405 | 240.6559 | 40.0651 | 288.216 | 43.94 | 351.1306 | 47.8838 | 449.3849 | 51.8788 | 576.0247 | 56.2584 | 701.8561 | 59.9215 | 826.4925 | 63.6285 | 942.3156 | 67.2541 | 1045.8825 | 70.848 | 1151.4695 | 74.4357 | 1260.0401 | 77.9105 | 1372.9119 | 81.4392 | 1483.9383 | 84.9518 | 1581.1062 | 88.4421 | 1648.5495 | 91.914 | 1721.146 | 95.3512 | 1794.5124 | 98.7878 | 1868.0804 | 102.2009 | 1935.0472 | 105.5967 | 1976.4261 | 108.9763 | 2016.8519 | 112.3404 | 2056.2713 | 115.6895 | 2096.1837 | 119.0242 | 2138.3734 | 122.3453 | 2178.1935 | 125.6531 |  | 61.7937 | 18.1955 | 101.7424 | 20.4501 | 123.0908 | 26.1741 | 143.3251 | 31.893 | 165.0248 | 37.6477 | 198.5826 | 43.4464 | 246.1174 | 49.3642 | 302.9719 | 55.3095 | 380.4143 | 61.4002 | 473.487 | 67.5991 | 595.0317 | 73.8237 | 723.8255 | 79.9146 | 852.5367 | 84.9669 | 980.4731 | 90.0641 | 1100.4152 | 95.0301 | 1348.9004 | 99.9362 | 2020.2109 | 144.4174 | 2699.521 | 188.5619 | 3375.6571 | 232.7307 | 4046.2299 | 276.7989 | 4702.7905 | 320.7528 | 5327.6145 | 364.6068 | 5948.0989 | 408.2931 | 6543.5778 | 451.9557 | 7138.8963 | 495.4968 | 7735.8924 | 538.9455 | 8334.6078 | 582.3055 | 8930.2823 | 625.5802 | 9523.9499 | 668.7722 | 10115.8068 | 711.885 | 10649.523 | 754.9205 | 10698.0111 | 758.8268 |  | 61.7937 | 18.1955 | 101.7424 | 20.4501 | 123.0908 | 26.1741 | 143.3251 | 31.893 | 165.0248 | 37.6477 | 205.7505 | 43.4449 | 281.9366 | 49.3594 | 360.2569 | 55.2994 | 437.6993 | 61.3827 | 530.772 | 67.5717 | 793.4289 | 73.784 | 1486.4403 | 119.6436 | 2178.5048 | 164.3313 | 2869.1446 | 209.0753 | 3550.7345 | 253.5173 | 4219.8168 | 297.7908 | 4890.8675 | 342.006 | 5569.3555 | 385.6604 | 6246.8871 | 429.5458 | 6921.7015 | 473.3474 | 7577.8928 | 517.035 | 8180.4539 | 560.6296 | 8784.9579 | 604.0283 | 9387.9853 | 647.445 | 9992.0074 | 690.732 | 10612.1252 | 733.9309 | 10654.3044 | 737.907 | 10698.6231 | 741.8654 | 10734.2311 | 745.8063 | 10782.4178 | 749.7309 | 10834.7807 | 753.6392 | 10883.8653 | 757.5319
Carlisle |  | 403.8128 | 103.2748 | 636.5216 | 116.1106 | 728.4646 | 148.4296 | 821.1744 | 180.8552 | 925.1914 | 213.4326 | 1120.6583 | 246.483 | 1494.3494 | 279.7362 | 1888.9978 | 313.5306 | 2275.5948 | 347.6111 | 2787.2453 | 382.3785 | 3638.1922 | 417.3515 | 4870.5717 | 451.5115 | 6095.8836 | 479.7504 | 7311.3726 | 507.6517 | 8455.6763 | 534.8917 | 9499.3627 | 562.1101 | 10559.5082 | 810.935 | 11644.2845 | 1058.364 | 12869.5769 | 1305.2557 | 14170.6691 | 1549.7075 | 15371.9992 | 1793.039 | 16118.0789 | 2035.001 | 16730.1747 | 2276.3996 | 17217.9765 | 2515.7559 | 17707.5812 | 2754.0429 | 18164.3291 | 2991.0648 | 18483.3369 | 3226.8378 | 18796.6532 | 3461.3777 | 19104.064 | 3694.6963 | 19413.3581 | 3926.8105 | 19734.1021 | 4157.7296 | 20041.573 | 4172.7085 |  | 403.8128 | 103.2748 | 417.6347 | 116.1106 | 434.6174 | 132.355 | 447.3802 | 149.0938 | 462.4265 | 166.4354 | 566.7653 | 182.2158 | 941.5801 | 193.5887 | 1335.6613 | 212.5571 | 1719.9195 | 231.9458 | 2228.5556 | 251.7252 | 2966.4447 | 271.7953 | 3761.0164 | 294.344 | 4549.287 | 309.318 | 5327.9981 | 324.1224 | 6036.2143 | 338.5511 | 6752.3966 | 353.0113 | 7819.4365 | 367.0377 | 8932.8232 | 380.9249 | 10090.785 | 394.9098 | 11276.6061 | 408.3808 | 12385.0584 | 421.7698 | 13275.7029 | 434.9971 | 14181.5006 | 448.2243 | 15062.5247 | 461.1498 | 15924.1514 | 473.971 | 16356.3921 | 486.6549 | 16797.8645 | 499.2018 | 17236.1844 | 511.6175 | 17670.4418 | 523.9058 | 18107.2942 | 536.0724 | 18508.0838 | 548.1193 | 18752.1723 | 560.0518 |  | 403.8128 | 103.2748 | 636.5216 | 116.1106 | 728.4646 | 134.4081 | 821.1744 | 153.1936 | 925.1914 | 172.6147 | 1120.6583 | 190.9657 | 1494.3494 | 205.9336 | 1888.9978 | 227.1154 | 2275.5948 | 248.7615 | 2787.2453 | 270.8576 | 3638.1922 | 293.2892 | 4870.5717 | 317.8556 | 6095.8836 | 338.3359 | 7311.3726 | 358.6462 | 8455.6763 | 378.5504 | 9499.3627 | 398.4981 | 10559.5082 | 417.9724 | 11644.2845 | 437.2975 | 12869.5769 | 456.7465 | 14170.6691 | 475.6177 | 15371.9992 | 494.3997 | 16118.0789 | 513.0052 | 16730.1747 | 531.6213 | 17217.9765 | 549.89 | 17707.5812 | 568.0474 | 18164.3291 | 586.0454 | 18483.3369 | 603.8906 | 18796.6532 | 621.5873 | 19104.064 | 639.1378 | 19413.3581 | 656.5466 | 19734.1021 | 673.8176 | 20041.573 | 690.9531 |  | 403.8128 | 103.2748 | 757.6957 | 116.1106 | 937.7259 | 148.4296 | 1108.8095 | 180.8552 | 1289.8947 | 213.4326 | 1566.8432 | 246.483 | 1949.6798 | 279.7362 | 2460.1793 | 313.5306 | 3287.2953 | 347.6111 | 4240.915 | 382.3785 | 5427.0222 | 417.3515 | 6670.9843 | 451.5115 | 7910.9898 | 479.7504 | 9143.147 | 507.6517 | 10307.7468 | 534.8917 | 12055.466 | 562.1101 | 15857.6172 | 810.935 | 19626.8289 | 1058.364 | 23370.298 | 1305.2557 | 27072.6226 | 1549.7075 | 30679.8523 | 1793.039 | 34090.2408 | 2035.001 | 37226.3679 | 2276.3996 | 40217.1645 | 2515.7559 | 43205.3514 | 2754.0429 | 46201.2016 | 2991.0648 | 49202.5762 | 3226.8378 | 52185.1031 | 3461.3777 | 55153.5354 | 3694.6963 | 58108.2207 | 3926.8105 | 60559.3114 | 4157.7296 | 60848.7384 | 4172.7085 |  | 403.8128 | 103.2748 | 757.6957 | 116.1106 | 937.7259 | 148.4296 | 1108.8095 | 180.8552 | 1289.8947 | 213.4326 | 1675.4676 | 246.4812 | 2492.2509 | 279.7306 | 3327.5732 | 313.5188 | 4154.6892 | 347.5906 | 5108.3089 | 382.3466 | 6981.0044 | 417.3054 | 10970.0965 | 676.3426 | 14951.0598 | 928.4628 | 18920.9019 | 1179.3299 | 22817.7858 | 1428.1235 | 26611.5009 | 1676.4661 | 30406.612 | 1922.2653 | 34140.5495 | 2166.8277 | 37870.29 | 2411.6377 | 41589.2496 | 2653.0538 | 44964.2359 | 2893.5934 | 47992.1285 | 3132.7799 | 51029.5705 | 3371.8 | 54057.3666 | 3608.4091 | 57088.0733 | 3844.0624 | 59949.5041 | 4078.4633 | 60202.4975 | 4094.4584 | 60461.3303 | 4110.2357 | 60685.2471 | 4125.8001 | 60956.3807 | 4141.1618 | 61240.1729 | 4156.3236 | 61514.8993 | 4171.2918
Carlisle North |  | 15.7058 | 8.7864 | 25.7407 | 9.8825 | 29.588 | 12.6329 | 33.6595 | 15.4041 | 38.2205 | 18.1907 | 46.7662 | 21.0204 | 63.1426 | 23.8653 | 80.4451 | 26.7691 | 97.3836 | 29.6884 | 119.8195 | 32.6814 | 158.1347 | 35.6885 | 216.1263 | 38.6281 | 273.8049 | 41.0632 | 331.0626 | 43.4714 | 385.2382 | 45.8152 | 435.0034 | 48.1674 | 485.5169 | 69.5209 | 537.1553 | 90.7523 | 597.8124 | 111.9693 | 663.0288 | 132.9953 | 723.454 | 153.9088 | 760.1571 | 174.7118 | 789.1928 | 195.5546 | 809.4901 | 216.162 | 829.8828 | 236.7104 | 849.0748 | 257.1615 | 862.9323 | 277.5164 | 876.5529 | 297.7761 | 889.932 | 317.9412 | 903.3674 | 338.0131 | 917.2291 | 357.9922 | 930.5693 | 359.3828 |  | 15.7058 | 8.7864 | 16.2095 | 9.8825 | 16.8236 | 11.2648 | 17.3976 | 12.6966 | 18.0647 | 14.1804 | 22.6573 | 15.5324 | 39.1192 | 16.5063 | 56.409 | 18.1362 | 73.2569 | 19.7956 | 95.5638 | 21.4983 | 127.9359 | 23.2233 | 162.7925 | 25.1615 | 197.3999 | 26.4534 | 231.5837 | 27.732 | 262.724 | 28.9731 | 295.1842 | 30.2234 | 346.3557 | 31.4383 | 400.192 | 32.6346 | 456.2459 | 33.8466 | 514.0157 | 35.0158 | 568.8949 | 36.1709 | 615.2287 | 37.3124 | 662.4403 | 38.4701 | 708.451 | 39.5877 | 754.8829 | 40.7011 | 772.3018 | 41.8032 | 790.3259 | 42.894 | 808.4179 | 43.974 | 826.5287 | 45.0435 | 844.8902 | 46.103 | 861.8994 | 47.1526 | 872.5862 | 48.1929 |  | 15.7058 | 8.7864 | 25.7407 | 9.8825 | 29.588 | 11.4396 | 33.6595 | 13.0481 | 38.2205 | 14.7118 | 46.7662 | 16.2858 | 63.1426 | 17.5689 | 80.4451 | 19.391 | 97.3836 | 21.2459 | 119.8195 | 23.1498 | 158.1347 | 25.0797 | 216.1263 | 27.1935 | 273.8049 | 28.9591 | 331.0626 | 30.7117 | 385.2382 | 32.424 | 435.0034 | 34.1474 | 485.5169 | 35.8325 | 537.1553 | 37.4973 | 597.8124 | 39.1813 | 663.0288 | 40.8173 | 723.454 | 42.4377 | 760.1571 | 44.0433 | 789.1928 | 45.6691 | 809.4901 | 47.2483 | 829.8828 | 48.8238 | 849.0748 | 50.3862 | 862.9323 | 51.9362 | 876.5529 | 53.474 | 889.932 | 55 | 903.3674 | 56.5144 | 917.2291 | 58.0176 | 930.5693 | 59.5097 |  | 15.7058 | 8.7864 | 30.9636 | 9.8825 | 38.4823 | 12.6329 | 45.9852 | 15.4041 | 53.9106 | 18.1907 | 66.0398 | 21.0204 | 82.8033 | 23.8653 | 106.1229 | 26.7691 | 146.2649 | 29.6884 | 191.9456 | 32.6814 | 247.8494 | 35.6885 | 306.307 | 38.6281 | 364.5526 | 41.0632 | 422.4168 | 43.4714 | 477.3837 | 45.8152 | 557.7129 | 48.1674 | 727.771 | 69.5209 | 897.2804 | 90.7523 | 1065.0227 | 111.9693 | 1230.8151 | 132.9953 | 1392.2432 | 153.9088 | 1544.7416 | 174.7118 | 1682.5824 | 195.5546 | 1813.1415 | 216.162 | 1943.6854 | 236.7104 | 2074.6727 | 257.1615 | 2205.9698 | 277.5164 | 2336.5433 | 297.7761 | 2466.6121 | 317.9412 | 2596.1043 | 338.0131 | 2713.4633 | 357.9922 | 2726.8161 | 359.3828 |  | 15.7058 | 8.7864 | 30.9636 | 9.8825 | 38.4823 | 12.6329 | 45.9852 | 15.4041 | 53.9106 | 18.1907 | 71.7866 | 21.0205 | 111.5142 | 23.8655 | 152.0304 | 26.7696 | 192.1725 | 29.6891 | 237.8532 | 32.6826 | 323.6336 | 35.6903 | 501.5399 | 57.8747 | 679.0984 | 79.4886 | 856.1902 | 101.0162 | 1030.1402 | 122.3599 | 1199.5886 | 143.7037 | 1369.2599 | 164.852 | 1536.7958 | 185.8693 | 1703.741 | 206.9588 | 1870.2023 | 227.7762 | 2019.0211 | 248.4809 | 2151.0476 | 269.076 | 2283.5672 | 289.7833 | 2415.7289 | 310.1864 | 2548.1186 | 330.5498 | 2692.5277 | 350.8163 | 2703.9783 | 352.3008 | 2715.7625 | 353.7655 | 2725.6239 | 355.2108 | 2738.0942 | 356.6376 | 2751.2801 | 358.0463 | 2763.9385 | 359.4375
Carrington BSP |  | 100.7212 | 13.8023 | 168.5043 | 15.629 | 195.2487 | 20.123 | 222.0758 | 24.6612 | 252.0204 | 29.2541 | 307.5386 | 33.9501 | 413.7894 | 38.7484 | 525.9631 | 43.6354 | 635.7178 | 48.6326 | 781.2428 | 53.7525 | 998.7215 | 58.9708 | 1250.7192 | 64.1261 | 1500.63 | 68.4825 | 1747.727 | 72.8333 | 1974.532 | 77.1631 | 2172.2503 | 81.4769 | 2374.4268 | 118.2076 | 2583.4856 | 155.1209 | 2745.0017 | 192.1653 | 2893.0542 | 229.3745 | 3026.3332 | 266.7507 | 3133.7483 | 304.3205 | 3250.3298 | 341.9903 | 3369.2621 | 379.9054 | 3488.2177 | 417.9716 | 3600.4854 | 456.2135 | 3687.5837 | 494.6323 | 3773.8896 | 533.2294 | 3859.3425 | 572.0053 | 3945.4167 | 610.9614 | 4033.8595 | 650.098 | 4120.0709 | 655.6702 |  | 100.7212 | 13.8023 | 104.6239 | 15.629 | 109.5019 | 17.9437 | 112.9992 | 20.3389 | 117.042 | 22.8306 | 146.729 | 25.1256 | 254.1385 | 26.8513 | 366.7594 | 29.6278 | 476.3973 | 32.505 | 621.5332 | 35.4496 | 832.2059 | 38.4761 | 1058.9339 | 41.8848 | 1283.7702 | 44.2409 | 1505.6778 | 46.5955 | 1707.2991 | 48.9387 | 1885.0575 | 51.2742 | 2076.4395 | 53.6139 | 2266.3369 | 55.9488 | 2455.2719 | 58.2641 | 2639.2408 | 60.5746 | 2788.3813 | 62.8819 | 2848.2626 | 65.1915 | 2909.2106 | 67.4842 | 2968.6623 | 69.7898 | 3030.2734 | 72.0894 | 3114.1547 | 74.3888 | 3197.5588 | 76.6876 | 3278.3997 | 78.9865 | 3356.7397 | 81.2859 | 3434.1317 | 83.5865 | 3503.6426 | 85.8883 | 3543.8542 | 88.1919 |  | 100.7212 | 13.8023 | 168.5043 | 15.629 | 195.2487 | 18.2221 | 222.0758 | 20.8893 | 252.0204 | 23.6594 | 307.5386 | 26.3033 | 413.7894 | 28.5254 | 525.9631 | 31.6086 | 635.7178 | 34.803 | 781.2428 | 38.0756 | 998.7215 | 41.4411 | 1250.7192 | 45.1436 | 1500.63 | 48.2961 | 1747.727 | 51.4554 | 1974.532 | 54.6094 | 2172.2503 | 57.7616 | 2374.4268 | 60.9266 | 2583.4856 | 64.0932 | 2745.0017 | 67.2442 | 2893.0542 | 70.3969 | 3026.3332 | 73.5519 | 3133.7483 | 76.7164 | 3250.3298 | 79.8671 | 3369.2621 | 83.0391 | 3488.2177 | 86.2106 | 3600.4854 | 89.3868 | 3687.5837 | 92.5686 | 3773.8896 | 95.7563 | 3859.3425 | 98.95 | 3945.4167 | 102.1502 | 4033.8595 | 105.3574 | 4120.0709 | 108.5715 |  | 100.7212 | 13.8023 | 204.0001 | 15.629 | 256.9695 | 20.123 | 306.5787 | 24.6612 | 358.7487 | 29.2541 | 438.3088 | 33.9501 | 546.5318 | 38.7484 | 665.6967 | 43.6354 | 800.947 | 48.6326 | 972.1406 | 53.7525 | 1209.483 | 58.9708 | 1463.1599 | 64.1261 | 1715.0974 | 68.4825 | 1964.4687 | 72.8333 | 2194.3429 | 77.1631 | 2571.1397 | 81.4769 | 3472.6751 | 118.2076 | 4339.6522 | 155.1209 | 5205.2083 | 192.1653 | 6063.9919 | 229.3745 | 6904.2934 | 266.7507 | 7705.8355 | 304.3205 | 8511.6973 | 341.9903 | 9287.1269 | 379.9054 | 10061.1981 | 417.9716 | 10835.8011 | 456.2135 | 11611.1889 | 494.6323 | 12382.0057 | 533.2294 | 13149.2679 | 572.0053 | 13913.2772 | 610.9614 | 14450.7584 | 650.098 | 14532.6584 | 655.6702 |  | 100.7212 | 13.8023 | 204.0001 | 15.629 | 256.9695 | 20.123 | 306.5787 | 24.6612 | 358.7487 | 29.2541 | 444.4843 | 33.9491 | 577.3987 | 38.745 | 715.072 | 43.6282 | 850.3223 | 48.62 | 1021.5158 | 53.7328 | 1435.4615 | 58.9421 | 2395.1515 | 96.0122 | 3352.375 | 132.4597 | 4306.3739 | 169.0909 | 5239.6798 | 205.8729 | 6143.3186 | 242.8119 | 7044.8416 | 279.9693 | 7912.7186 | 317.3039 | 8780.4779 | 354.7217 | 9644.85 | 392.3018 | 10493.1817 | 430.048 | 11277.0647 | 468.0006 | 12063.9336 | 506.0167 | 12848.5972 | 544.3145 | 13633.3474 | 582.7528 | 14134.5885 | 621.3675 | 14213.3268 | 626.909 | 14292.9292 | 632.4533 | 14368.5673 | 638.0005 | 14449.7895 | 643.5515 | 14532.7551 | 649.106 | 14614.3608 | 654.6645
Castleton |  | 185.8653 | 37.6535 | 292.0032 | 42.4277 | 335.4105 | 54.3832 | 378.2656 | 66.4827 | 426.2793 | 78.6405 | 513.306 | 91.026 | 680.344 | 103.6132 | 856.7432 | 116.3636 | 1029.3613 | 129.3307 | 1258.1173 | 142.5448 | 1602.0487 | 155.9958 | 2007.1507 | 169.1329 | 2409.0724 | 180.1017 | 2806.5196 | 190.9898 | 3171.6835 | 201.8145 | 3491.2036 | 212.6315 | 3817.5454 | 307.6994 | 4154.3246 | 402.7222 | 4432.1962 | 497.721 | 4691.0089 | 592.9929 | 4923.214 | 688.0379 | 5105.1094 | 783.4223 | 5308.4914 | 878.3716 | 5520.853 | 973.7265 | 5733.7601 | 1069.0082 | 5931.9604 | 1164.3268 | 6074.1519 | 1259.6849 | 6214.4949 | 1355.0853 | 6352.8192 | 1450.529 | 6492.4416 | 1546.0192 | 6637.3081 | 1641.5564 | 6777.0138 | 1652.1126 |  | 185.8653 | 37.6535 | 193.3073 | 42.4277 | 202.6102 | 48.4936 | 209.1149 | 54.7998 | 216.7165 | 61.3089 | 264.4445 | 67.2693 | 433.6185 | 71.6747 | 610.8251 | 78.8509 | 783.1181 | 86.2518 | 1011.0257 | 93.7873 | 1341.699 | 101.5318 | 1697.7291 | 110.1939 | 2050.6192 | 116.0501 | 2398.9819 | 121.8672 | 2714.9748 | 127.6556 | 2996.5172 | 133.4507 | 3310.9153 | 139.1793 | 3625.5264 | 144.8541 | 3936.4946 | 150.4899 | 4239.8353 | 156.1647 | 4490.7431 | 161.7389 | 4608.136 | 167.3529 | 4727.5006 | 172.8386 | 4843.8337 | 178.3716 | 4963.8838 | 183.8558 | 5144.4109 | 189.3153 | 5324.2929 | 194.7498 | 5499.0433 | 200.1611 | 5668.7385 | 205.5504 | 5836.811 | 210.9196 | 5988.013 | 216.269 | 6075.0303 | 221.6005 |  | 185.8653 | 37.6535 | 292.0032 | 42.4277 | 335.4105 | 49.2459 | 378.2656 | 56.3142 | 426.2793 | 63.6009 | 513.306 | 70.5236 | 680.344 | 76.277 | 856.7432 | 84.2915 | 1029.3613 | 92.5531 | 1258.1173 | 100.9716 | 1602.0487 | 109.6243 | 2007.1507 | 119.0664 | 2409.0724 | 127.0137 | 2806.5196 | 134.9306 | 3171.6835 | 142.8269 | 3491.2036 | 150.7414 | 3817.5454 | 158.5945 | 4154.3246 | 166.3978 | 4432.1962 | 174.1669 | 4691.0089 | 181.9943 | 4923.214 | 189.7147 | 5105.1094 | 197.4936 | 5308.4914 | 205.1314 | 5520.853 | 212.8356 | 5733.7601 | 220.493 | 5931.9604 | 228.1289 | 6074.1519 | 235.7453 | 6214.4949 | 243.3435 | 6352.8192 | 250.924 | 6492.4416 | 258.488 | 6637.3081 | 266.0369 | 6777.0138 | 273.5711 |  | 185.8653 | 37.6535 | 347.4532 | 42.4277 | 433.0782 | 54.3832 | 511.7605 | 66.4827 | 595.1468 | 78.6405 | 721.8691 | 91.026 | 893.1096 | 103.6132 | 1083.4492 | 116.3636 | 1306.1504 | 129.3307 | 1585.3845 | 142.5448 | 1968.5205 | 155.9958 | 2377.484 | 169.1329 | 2784.3236 | 180.1017 | 3187.1716 | 190.9898 | 3559.8486 | 201.8145 | 4362.3383 | 212.6315 | 6588.1894 | 307.6994 | 8799.5159 | 402.7222 | 11017.8418 | 497.721 | 13223.7737 | 592.9929 | 15384.2136 | 688.0379 | 17442.9904 | 783.4223 | 19523.4621 | 878.3716 | 21523.9452 | 973.7265 | 23520.1432 | 1069.0082 | 25516.9856 | 1164.3268 | 27515.4283 | 1259.6849 | 29500.9601 | 1355.0853 | 31476.6341 | 1450.529 | 33443.2445 | 1546.0192 | 34754.594 | 1641.5564 | 34879.54 | 1652.1126 |  | 185.8653 | 37.6535 | 347.4532 | 42.4277 | 433.0782 | 54.3832 | 511.7605 | 66.4827 | 595.1468 | 78.6405 | 733.8951 | 91.0261 | 953.2197 | 103.6133 | 1179.6027 | 116.3638 | 1402.3039 | 129.331 | 1681.5379 | 142.5454 | 2541.703 | 155.9966 | 4857.8865 | 253.39 | 7169.8247 | 348.6117 | 9476.0834 | 443.7772 | 11748.9352 | 538.9481 | 13974.6461 | 634.3136 | 16201.4947 | 729.5654 | 18420.5006 | 824.7298 | 20643.1757 | 919.8669 | 22864.5124 | 1015.4848 | 25058.8917 | 1110.6886 | 27087.1202 | 1206.4169 | 29119.8604 | 1301.4607 | 31145.1123 | 1397.0978 | 33170.005 | 1492.6086 | 34298.2183 | 1588.1556 | 34417.8108 | 1598.9342 | 34539.0502 | 1609.6643 | 34653.116 | 1620.3474 | 34777.387 | 1630.9871 | 34904.944 | 1641.5842 | 35029.9124 | 1652.1408
Chadderton |  | 346.3633 | 54.5864 | 527.4829 | 61.6035 | 603.101 | 79.0614 | 678.6134 | 96.8003 | 763.5077 | 114.7042 | 913.1672 | 133.0034 | 1201.6792 | 151.6453 | 1506.3868 | 170.6283 | 1804.5571 | 189.9657 | 2199.6191 | 209.709 | 2804.6199 | 229.8574 | 3548.7287 | 249.6671 | 4287.376 | 266.2964 | 5018.1762 | 282.8635 | 5692.7427 | 299.3172 | 6288.414 | 315.6899 | 6895.6246 | 457.4986 | 7520.4497 | 599.5066 | 8089.2874 | 741.8928 | 8636.8202 | 884.7126 | 9129.8911 | 1027.831 | 9492.0205 | 1171.3224 | 9879.9299 | 1314.8887 | 10263.8695 | 1459.137 | 10648.4545 | 1603.6066 | 11004.2466 | 1748.4185 | 11251.4057 | 1893.5737 | 11494.9809 | 2039.0734 | 11734.6551 | 2184.9166 | 11976.8242 | 2331.1059 | 12229.0825 | 2477.6392 | 12471.3802 | 2496.0521 |  | 346.3633 | 54.5864 | 360.3734 | 61.6035 | 377.8826 | 70.4993 | 391.0998 | 79.7764 | 406.6617 | 89.3965 | 491.32 | 98.2486 | 784.5722 | 104.8456 | 1091.1503 | 115.5521 | 1388.6343 | 126.6057 | 1781.8837 | 137.8801 | 2352.3368 | 149.4949 | 2966.7579 | 162.5402 | 3575.727 | 171.4571 | 4176.8586 | 180.3472 | 4721.582 | 189.1775 | 5218.8382 | 197.9699 | 5816.2582 | 206.7659 | 6423.0001 | 215.4551 | 7020.5914 | 224.1286 | 7608.5209 | 232.792 | 8113.2554 | 241.4096 | 8405.8408 | 250.0017 | 8704.0164 | 258.5112 | 8995.2564 | 267.062 | 9298.3145 | 275.5631 | 9648.7324 | 284.0423 | 9997.3329 | 292.4989 | 10335.1906 | 300.9354 | 10662.6825 | 309.3533 | 10986.4075 | 317.7553 | 11276.9549 | 326.1416 | 11443.2393 | 334.515 |  | 346.3633 | 54.5864 | 527.4829 | 61.6035 | 603.101 | 71.5928 | 678.6134 | 81.9948 | 763.5077 | 92.7676 | 913.1672 | 103.0461 | 1201.6792 | 111.6368 | 1506.3868 | 123.5998 | 1804.5571 | 135.9455 | 2199.6191 | 148.5472 | 2804.6199 | 161.5298 | 3548.7287 | 175.761 | 4287.376 | 187.8011 | 5018.1762 | 199.8377 | 5692.7427 | 211.831 | 6288.414 | 223.8028 | 6895.6246 | 235.8041 | 7520.4497 | 247.7056 | 8089.2874 | 259.6096 | 8636.8202 | 271.5254 | 9129.8911 | 283.4068 | 9492.0205 | 295.2797 | 9879.9299 | 307.0739 | 10263.8695 | 318.9359 | 10648.4545 | 330.759 | 11004.2466 | 342.5712 | 11251.4057 | 354.3752 | 11494.9809 | 366.1727 | 11734.6551 | 377.9642 | 11976.8242 | 389.7513 | 12229.0825 | 401.5357 | 12471.3802 | 413.3179 |  | 346.3633 | 54.5864 | 622.0676 | 61.6035 | 770.9805 | 79.0614 | 908.4752 | 96.8003 | 1055.3599 | 114.7042 | 1277.6625 | 133.0034 | 1575.2748 | 151.6453 | 1915.7979 | 170.6283 | 2345.6484 | 189.9657 | 2873.2187 | 209.709 | 3580.2508 | 229.8574 | 4331.9654 | 249.6671 | 5079.9912 | 266.2964 | 5821.3123 | 282.8635 | 6509.9092 | 299.3172 | 7977.8126 | 315.6899 | 12017.4446 | 457.4986 | 16053.2902 | 599.5066 | 20094.3793 | 741.8928 | 24108.252 | 884.7126 | 28036.4779 | 1027.831 | 31779.4005 | 1171.3224 | 35531.2087 | 1314.8887 | 39131.0433 | 1459.137 | 42722.8653 | 1603.6066 | 46315.6612 | 1748.4185 | 49911.041 | 1893.5737 | 53482.9469 | 2039.0734 | 57036.4823 | 2184.9166 | 60573.6215 | 2331.1059 | 62901.4299 | 2477.6392 | 63112.8041 | 2496.0521 |  | 346.3633 | 54.5864 | 622.0676 | 61.6035 | 770.9805 | 79.0614 | 908.4752 | 96.8003 | 1055.3599 | 114.7042 | 1309.6385 | 133.0047 | 1735.0957 | 151.6495 | 2171.4435 | 170.6371 | 2601.294 | 189.9812 | 3128.8643 | 209.7332 | 4697.0032 | 229.8926 | 8891.3238 | 374.114 | 13078.1903 | 515.5681 | 17255.021 | 657.4185 | 21373.4978 | 799.5555 | 25410.2524 | 942.0417 | 29450.3467 | 1085.1009 | 33493.8563 | 1228.1502 | 37541.1655 | 1371.6372 | 41582.1224 | 1515.626 | 45543.5591 | 1659.8684 | 49193.02 | 1804.4934 | 52851.3344 | 1949.054 | 56495.8429 | 2094.4607 | 60139.4053 | 2240.0243 | 62140.2423 | 2385.9248 | 62340.8395 | 2404.6221 | 62544.3268 | 2423.2593 | 62735.4872 | 2441.8388 | 62944.3472 | 2460.3662 | 63158.8079 | 2478.8426 | 63369.0881 | 2497.2716
Droylsden |  | 233.319 | 44.3471 | 365.0072 | 50.0084 | 418.1464 | 64.1278 | 474.2142 | 78.4635 | 537.292 | 92.9306 | 647.6683 | 107.7047 | 860.0787 | 122.7235 | 1084.4243 | 138.0678 | 1303.9889 | 153.6211 | 1594.8349 | 169.5356 | 2034.4399 | 185.7101 | 2559.4824 | 201.6264 | 3080.5318 | 214.9941 | 3596.0153 | 228.2666 | 4070.9009 | 241.4696 | 4488.2493 | 254.6325 | 4914.6886 | 368.8422 | 5354.9204 | 483.3221 | 5730.7773 | 597.8277 | 6083.1569 | 712.7831 | 6399.3081 | 827.6963 | 6642.6093 | 943.0722 | 6912.3376 | 1058.481 | 7190.7773 | 1174.1375 | 7470.2619 | 1290.012 | 7729.7409 | 1406.0961 | 7912.4916 | 1522.391 | 8092.5748 | 1638.8981 | 8269.7434 | 1755.6169 | 8448.5535 | 1872.5496 | 8634.4387 | 1989.695 | 8813.1099 | 2003.9177 |  | 233.319 | 44.3471 | 242.2169 | 50.0084 | 253.1859 | 57.1829 | 263.2529 | 64.6646 | 275.1319 | 72.4271 | 337.9264 | 79.5609 | 554.1038 | 84.8498 | 779.9387 | 93.5021 | 999.0102 | 102.3838 | 1288.4898 | 111.4675 | 1708.2608 | 120.783 | 2160.3982 | 131.2651 | 2608.6923 | 138.4265 | 3051.2767 | 145.5383 | 3453.112 | 152.6169 | 3814.3566 | 159.6816 | 4229.2864 | 166.6987 | 4648.6468 | 173.7009 | 5055.9169 | 180.607 | 5453.241 | 187.5537 | 5786.6361 | 194.4044 | 5958.0643 | 201.2861 | 6133.1639 | 208.1018 | 6304.6759 | 214.9005 | 6482.5968 | 221.6763 | 6728.7196 | 228.431 | 6975.2566 | 235.1638 | 7215.9775 | 241.877 | 7451.1399 | 248.5718 | 7685.4031 | 255.2503 | 7897.98 | 261.9129 | 8023.7409 | 268.5616 |  | 233.319 | 44.3471 | 365.0072 | 50.0084 | 418.1464 | 58.0699 | 474.2142 | 66.4626 | 537.292 | 75.1581 | 647.6683 | 83.4456 | 860.0787 | 90.3455 | 1084.4243 | 100.0136 | 1303.9889 | 109.9361 | 1594.8349 | 120.0905 | 2034.4399 | 130.5058 | 2559.4824 | 141.9412 | 3080.5318 | 151.621 | 3596.0153 | 161.266 | 4070.9009 | 170.8914 | 4488.2493 | 180.5173 | 4914.6886 | 190.1088 | 5354.9204 | 199.7002 | 5730.7773 | 209.1971 | 6083.1569 | 218.7589 | 6399.3081 | 228.223 | 6642.6093 | 237.7399 | 6912.3376 | 247.1934 | 7190.7773 | 256.6412 | 7470.2619 | 266.0772 | 7729.7409 | 275.4993 | 7912.4916 | 284.9098 | 8092.5748 | 294.31 | 8269.7434 | 303.7005 | 8448.5535 | 313.0826 | 8634.4387 | 322.4576 | 8813.1099 | 331.826 |  | 233.319 | 44.3471 | 433.5575 | 50.0084 | 537.7414 | 64.1278 | 639.6737 | 78.4635 | 748.7381 | 92.9306 | 913.4436 | 107.7047 | 1132.9325 | 122.7235 | 1378.1681 | 138.0678 | 1672.1671 | 153.6211 | 2038.0931 | 169.5356 | 2536.0022 | 185.7101 | 3066.9129 | 201.6264 | 3595.3867 | 214.9941 | 4119.1566 | 228.2666 | 4605.1298 | 241.4696 | 5700.0593 | 254.6325 | 8793.0025 | 368.8422 | 11887.4938 | 483.3221 | 14983.4878 | 597.8277 | 18060.8669 | 712.7831 | 21074.412 | 827.6963 | 23948.1217 | 943.0722 | 26850.0163 | 1058.481 | 29639.2192 | 1174.1375 | 32422.6063 | 1290.012 | 35207.1355 | 1406.0961 | 37994.2213 | 1522.391 | 40763.5346 | 1638.8981 | 43519.2341 | 1755.6169 | 46262.7906 | 1872.5496 | 48140.5258 | 1989.695 | 48304.2361 | 2003.9177 |  | 233.319 | 44.3471 | 433.5575 | 50.0084 | 537.7414 | 64.1278 | 639.6737 | 78.4635 | 748.7381 | 92.9306 | 931.2827 | 107.7057 | 1222.0983 | 122.7269 | 1520.7998 | 138.0749 | 1814.7988 | 153.6335 | 2180.7248 | 169.5551 | 3347.2411 | 185.7383 | 6551.2592 | 302.1268 | 9749.7971 | 416.2427 | 12941.0872 | 530.5258 | 16090.181 | 645.0278 | 19179.7907 | 759.8405 | 22274.0962 | 874.8226 | 25378.6305 | 990.1322 | 28480.9101 | 1105.282 | 31579.9388 | 1221.0856 | 34638.5402 | 1336.6627 | 37465.8434 | 1452.8562 | 40300.1573 | 1568.9777 | 43124.1548 | 1685.3649 | 45947.8471 | 1801.9696 | 47594.4745 | 1918.7799 | 47750.137 | 1933.2572 | 47908.6017 | 1947.6808 | 48055.4023 | 1962.0526 | 48218.9376 | 1976.3774 | 48388.0166 | 1990.656 | 48552.672 | 2004.8912
Egremont |  | 154.7914 | 40.6112 | 222.7806 | 45.3938 | 251.8599 | 57.7187 | 278.6961 | 69.9979 | 309.0753 | 82.1104 | 364.1357 | 94.2605 | 467.542 | 106.4202 | 576.6566 | 118.6022 | 683.749 | 130.818 | 825.1615 | 143.0963 | 1063.8724 | 155.4243 | 1420.2179 | 167.3288 | 1774.7244 | 176.9308 | 2126.3854 | 186.3133 | 2457.7268 | 195.4963 | 2761.3643 | 204.446 | 3069.1383 | 293.7896 | 3382.996 | 382.4374 | 3755.1736 | 469.3596 | 4156.9807 | 555.0666 | 4531.2923 | 640.5705 | 4759.188 | 723.9857 | 4961.5843 | 807.3813 | 5134.4415 | 888.6699 | 5307.8677 | 969.2774 | 5464.8741 | 1048.8317 | 5558.7513 | 1127.3444 | 5650.3075 | 1204.8266 | 5739.3646 | 1281.2878 | 5829.6001 | 1356.7392 | 5925.443 | 1431.1889 | 6015.3173 | 1430.9967 |  | 154.7914 | 40.6112 | 160.7505 | 45.3938 | 168.0953 | 51.4679 | 172.2559 | 57.7255 | 177.3648 | 64.0723 | 206.858 | 69.747 | 310.3343 | 73.7293 | 419.195 | 80.5089 | 525.3057 | 87.4118 | 665.5258 | 94.3437 | 868.6572 | 101.3768 | 1087.5843 | 109.2585 | 1304.2321 | 114.2634 | 1518.4233 | 119.1557 | 1712.2855 | 123.9471 | 1913.4853 | 128.6162 | 2226.0008 | 133.2049 | 2551.1144 | 137.8895 | 2898.4082 | 142.2593 | 3256.0303 | 146.5341 | 3593.2918 | 150.9505 | 3873.386 | 155.0375 | 4157.5597 | 159.2625 | 4433.2248 | 163.1938 | 4706.1958 | 167.1166 | 4887.5418 | 170.959 | 5069.1252 | 174.7215 | 5246.4124 | 178.4066 | 5419.3445 | 182.0162 | 5591.596 | 185.5526 | 5747.3772 | 189.0171 | 5836.2534 | 192.4118 |  | 154.7914 | 40.6112 | 222.7806 | 45.3938 | 251.8599 | 52.2663 | 278.6961 | 59.2918 | 309.0753 | 66.4072 | 364.1357 | 73.0295 | 467.542 | 78.3434 | 576.6566 | 85.9131 | 683.749 | 93.6175 | 825.1615 | 101.3622 | 1063.8724 | 109.2227 | 1420.2179 | 117.7964 | 1774.7244 | 124.7775 | 2126.3854 | 131.6267 | 2457.7268 | 138.3554 | 2761.3643 | 144.9384 | 3069.1383 | 151.4251 | 3382.996 | 158.0164 | 3755.1736 | 164.2424 | 4156.9807 | 170.3544 | 4531.2923 | 176.6263 | 4759.188 | 182.5102 | 4961.5843 | 188.5526 | 5134.4415 | 194.2441 | 5307.8677 | 199.9226 | 5464.8741 | 205.4997 | 5558.7513 | 210.9783 | 5650.3075 | 216.3603 | 5739.3646 | 221.6473 | 5829.6001 | 226.8412 | 5925.443 | 231.944 | 6015.3173 | 236.9568 |  | 154.7914 | 40.6112 | 257.9829 | 45.3938 | 314.7838 | 57.7187 | 363.981 | 69.9979 | 416.7787 | 82.1104 | 496.3416 | 94.2605 | 603.4017 | 106.4202 | 749.849 | 118.6022 | 996.5178 | 130.818 | 1278.2155 | 143.0963 | 1623.9176 | 155.4243 | 1985.5453 | 167.3288 | 2347.0191 | 176.9308 | 2706.7737 | 186.3133 | 3048.0192 | 195.4963 | 3709.9359 | 204.446 | 5417.1539 | 293.7896 | 7141.7871 | 382.4374 | 8874.9402 | 469.3596 | 10596.537 | 555.0666 | 12277.7206 | 640.5705 | 13869.6878 | 723.9857 | 15391.9066 | 807.3813 | 16845.009 | 888.6699 | 18295.1307 | 969.2774 | 19746.3203 | 1048.8317 | 21199.2094 | 1127.3444 | 22641.8589 | 1204.8266 | 24076.651 | 1281.2878 | 25504.4725 | 1356.7392 | 26505.2252 | 1431.1889 | 26582.5735 | 1430.9967 |  | 154.7914 | 40.6112 | 257.9829 | 45.3938 | 314.7838 | 57.7187 | 363.981 | 69.9979 | 416.7787 | 82.1104 | 530.4844 | 94.2579 | 773.9662 | 106.412 | 1022.5589 | 118.5851 | 1269.2277 | 130.7885 | 1550.9254 | 143.0506 | 2246.4286 | 155.3584 | 4006.6893 | 250.5512 | 5764.3182 | 342.2536 | 7518.2095 | 432.5933 | 9250.786 | 521.6499 | 10954.3938 | 609.354 | 12660.5009 | 695.9223 | 14380.3453 | 782.3992 | 16107.9864 | 866.5318 | 17839.34 | 949.4872 | 19468.5957 | 1032.8791 | 20944.4566 | 1113.5728 | 22422.3791 | 1194.8268 | 23894.1853 | 1273.4792 | 25365.826 | 1351.6494 | 26331.1311 | 1428.7818 | 26400.0651 | 1429.0891 | 26470.7938 | 1429.2905 | 26532.6567 | 1429.3875 | 26606.9387 | 1429.3836 | 26684.9261 | 1429.2795 | 26760.2276 | 1429.0774
Frederick Rd |  | 286.3068 | 63.4247 | 385.189 | 71.8423 | 428.0604 | 92.5241 | 469.1006 | 113.4626 | 515.1552 | 134.6739 | 611.7464 | 156.374 | 816.9248 | 178.5667 | 1033.8339 | 201.2075 | 1246.1178 | 224.3781 | 1527.5352 | 248.1311 | 1976.2815 | 272.3652 | 2577.7172 | 296.3291 | 3175.4662 | 316.6431 | 3767.824 | 336.9399 | 4320.5684 | 357.1318 | 4818.2059 | 377.256 | 5325.3043 | 547.5923 | 5846.0702 | 718.8645 | 6454.5067 | 890.8194 | 7051.0719 | 1063.7241 | 7547.7018 | 1237.5178 | 7882.1916 | 1412.2244 | 8241.7632 | 1587.5863 | 8588.9191 | 1764.1679 | 8935.3429 | 1941.5525 | 9249.501 | 2119.8522 | 9433.8109 | 2299.0711 | 9612.9012 | 2479.2131 | 9786.6486 | 2660.2792 | 9962.2439 | 2842.2743 | 10148.4349 | 3025.1977 | 10322.5338 | 3051.9746 |  | 286.3068 | 63.4247 | 295.9876 | 71.8423 | 307.7217 | 82.504 | 315.3163 | 93.5624 | 323.7927 | 105.0733 | 380.5353 | 115.6839 | 584.9111 | 123.683 | 800.362 | 136.5442 | 1009.934 | 149.8818 | 1287.8094 | 163.5393 | 1691.019 | 177.5914 | 2125.15 | 193.4217 | 2557.0473 | 204.4168 | 2982.7604 | 215.4087 | 3369.2897 | 226.3413 | 3742.2945 | 237.2403 | 4282.0827 | 248.1842 | 4868.2356 | 259.0892 | 5387.7713 | 269.8951 | 5899.8723 | 280.7061 | 6382.2373 | 291.5061 | 6782.9404 | 302.3002 | 7188.8703 | 313.0398 | 7584.3632 | 323.8396 | 7993.8612 | 334.6167 | 8463.1692 | 345.3971 | 8944.612 | 356.1797 | 9424.9312 | 366.9674 | 9903.4808 | 377.7618 | 10387.0599 | 388.566 | 10835.6428 | 399.3801 | 11122.6463 | 410.207 |  | 286.3068 | 63.4247 | 385.189 | 71.8423 | 428.0604 | 83.7838 | 469.1006 | 96.1087 | 515.1552 | 108.9182 | 611.7464 | 121.1527 | 816.9248 | 131.4555 | 1033.8339 | 145.7508 | 1246.1178 | 160.5721 | 1527.5352 | 175.7635 | 1976.2815 | 191.4017 | 2577.7172 | 208.6102 | 3175.4662 | 223.3072 | 3767.824 | 238.0416 | 4320.5684 | 252.7472 | 4818.2059 | 267.449 | 5325.3043 | 282.2402 | 5846.0702 | 297.0222 | 6454.5067 | 311.7233 | 7051.0719 | 326.4655 | 7547.7018 | 341.2243 | 7882.1916 | 356.0089 | 8241.7632 | 370.7586 | 8588.9191 | 385.6091 | 8935.3429 | 400.4636 | 9249.501 | 415.347 | 9433.8109 | 430.2625 | 9612.9012 | 445.2121 | 9786.6486 | 460.1962 | 9962.2439 | 475.2166 | 10148.4349 | 490.2751 | 10322.5338 | 505.3723 |  | 286.3068 | 63.4247 | 436.2103 | 71.8423 | 517.7417 | 92.5241 | 592.6732 | 113.4626 | 672.3352 | 134.6739 | 803.2699 | 156.374 | 1012.9867 | 178.5667 | 1275.2185 | 201.2075 | 1655.2419 | 224.3781 | 2105.6353 | 248.1311 | 2685.2267 | 272.3652 | 3297.7336 | 296.3291 | 3908.8234 | 316.6431 | 4515.9419 | 336.9399 | 5086.9071 | 357.1318 | 5998.7231 | 377.256 | 8107.0059 | 547.5923 | 10257.4217 | 718.8645 | 12351.2688 | 890.8194 | 14407.9587 | 1063.7241 | 16418.3785 | 1237.5178 | 18324.49 | 1412.2244 | 20162.6533 | 1587.5863 | 21914.4816 | 1764.1679 | 23670.9694 | 1941.5525 | 25439.7181 | 2119.8522 | 27217.55 | 2299.0711 | 28989.5239 | 2479.2131 | 30758.5807 | 2660.2792 | 32523.0034 | 2842.2743 | 34713.6908 | 3025.1977 | 34932.8579 | 3051.9746 |  | 286.3068 | 63.4247 | 436.2103 | 71.8423 | 517.7417 | 92.5241 | 592.6732 | 113.4626 | 672.3352 | 134.6739 | 843.8977 | 156.3704 | 1216.0447 | 178.5552 | 1600.0161 | 201.1833 | 1980.0394 | 224.3357 | 2430.4329 | 248.0647 | 3406.38 | 272.2685 | 5603.4177 | 443.7496 | 7796.9839 | 612.5756 | 9985.243 | 782.4199 | 12133.7154 | 953.0734 | 14226.596 | 1124.5778 | 16328.8155 | 1297.3238 | 18452.309 | 1470.9089 | 20557.3397 | 1644.9121 | 22623.3725 | 1819.9122 | 24578.9705 | 1995.7873 | 26346.502 | 2172.5766 | 28122.1453 | 2349.8955 | 29895.606 | 2528.5883 | 31676.8891 | 2708.0311 | 35024.4837 | 2888.3889 | 35174.0621 | 2915.0524 | 35339.3395 | 2941.7256 | 35450.6021 | 2968.4091 | 35644.768 | 2995.1075 | 35865.4605 | 3021.8201 | 36070.0969 | 3048.5489
Golborne |  | 241.1254 | 47.8928 | 400.3872 | 53.9357 | 463.0852 | 69.0863 | 528.9025 | 84.4677 | 602.7903 | 99.9798 | 731.4608 | 115.7527 | 971.7056 | 131.7625 | 1225.3441 | 148.0508 | 1473.6928 | 164.5763 | 1802.7284 | 181.3641 | 2291.15 | 198.3985 | 2848.9739 | 215.1402 | 3402.2572 | 229.0913 | 3949.3209 | 242.9174 | 4450.701 | 256.6194 | 4886.8459 | 270.2762 | 5333.2831 | 391.0044 | 5795.4214 | 511.7776 | 6131.3251 | 632.3492 | 6439.4596 | 752.973 | 6728.222 | 873.4277 | 6964.1086 | 994.0776 | 7236.2028 | 1114.4735 | 7535.2057 | 1234.8075 | 7835.5364 | 1355.1214 | 8116.2855 | 1475.3784 | 8321.186 | 1595.5797 | 8523.4431 | 1715.7267 | 8722.784 | 1835.819 | 8923.7137 | 1955.8592 | 9131.6512 | 2075.8462 | 9332.3803 | 2088.302 |  | 241.1254 | 47.8928 | 250.3729 | 53.9357 | 261.8158 | 61.6044 | 272.1812 | 69.6001 | 284.4877 | 77.8947 | 354.7124 | 85.4661 | 598.808 | 91.0474 | 853.9741 | 100.1976 | 1102.1175 | 109.6069 | 1430.0788 | 119.1541 | 1905.7405 | 128.9335 | 2417.8323 | 139.9498 | 2925.1563 | 147.3813 | 3426.2756 | 154.7493 | 3881.5193 | 162.054 | 4280.6386 | 169.3457 | 4695.2686 | 176.561 | 5099.0771 | 183.7658 | 5514.0889 | 190.8672 | 5918.3913 | 197.9525 | 6238.3434 | 204.9624 | 6345.8273 | 211.9824 | 6455.6227 | 218.9134 | 6562.3291 | 225.8016 | 6668.8578 | 232.6554 | 6887.7174 | 239.471 | 7105.7051 | 246.248 | 7317.4306 | 252.9889 | 7522.9165 | 259.695 | 7726.637 | 266.3688 | 7909.686 | 273.0107 | 8012.6307 | 279.623 |  | 241.1254 | 47.8928 | 400.3872 | 53.9357 | 463.0852 | 62.56 | 528.9025 | 71.5484 | 602.7903 | 80.8592 | 731.4608 | 89.6808 | 971.7056 | 96.9997 | 1225.3441 | 107.2451 | 1473.6928 | 117.776 | 1802.7284 | 128.4692 | 2291.15 | 139.4224 | 2848.9739 | 151.4547 | 3402.2572 | 161.5628 | 3949.3209 | 171.6165 | 4450.701 | 181.6132 | 4886.8459 | 191.6076 | 5333.2831 | 201.5316 | 5795.4214 | 211.4576 | 6131.3251 | 221.2772 | 6439.4596 | 231.0935 | 6728.222 | 240.8327 | 6964.1086 | 250.5979 | 7236.2028 | 260.2697 | 7535.2057 | 269.9023 | 7835.5364 | 279.5066 | 8116.2855 | 289.0739 | 8321.186 | 298.6068 | 8523.4431 | 308.1068 | 8722.784 | 317.5745 | 8923.7137 | 327.0116 | 9131.6512 | 336.4196 | 9332.3803 | 345.7991 |  | 241.1254 | 47.8928 | 483.3671 | 53.9357 | 607.0135 | 69.0863 | 727.4019 | 84.4677 | 855.4778 | 99.9798 | 1046.5343 | 115.7527 | 1294.0021 | 131.7625 | 1561.8129 | 148.0508 | 1857.3772 | 164.5763 | 2234.0819 | 181.3641 | 2760.4649 | 198.3985 | 3324.0063 | 215.1402 | 3884.3677 | 229.0913 | 4438.8245 | 242.9174 | 4951.2171 | 256.6194 | 6097.9522 | 270.2762 | 9336.8005 | 391.0044 | 12536.9381 | 511.7776 | 15756.7759 | 632.3492 | 18964.7151 | 752.973 | 22107.0037 | 873.4277 | 25105.1113 | 994.0776 | 28154.0374 | 1114.4735 | 31091.2447 | 1234.8075 | 34021.755 | 1355.1214 | 36952.2622 | 1475.3784 | 39884.6586 | 1595.5797 | 42797.7582 | 1715.7267 | 45696.2551 | 1835.819 | 48580.4435 | 1955.8592 | 50470.7996 | 2075.8462 | 50644.9416 | 2088.302 |  | 241.1254 | 47.8928 | 483.3671 | 53.9357 | 607.0135 | 69.0863 | 727.4019 | 84.4677 | 855.4778 | 99.9798 | 1057.5895 | 115.755 | 1349.2489 | 131.7698 | 1650.1719 | 148.0663 | 1945.7363 | 164.6035 | 2322.4409 | 181.4066 | 3550.9093 | 198.46 | 6921.4133 | 322.4409 | 10285.6329 | 443.6404 | 13641.7041 | 564.7281 | 16950.359 | 685.7009 | 20191.5283 | 806.7833 | 23433.6784 | 927.7083 | 26652.7166 | 1048.8109 | 29876.3624 | 1169.5566 | 33107.893 | 1290.4538 | 36317.2625 | 1411.1013 | 39295.5252 | 1532.0888 | 42280.7781 | 1652.7009 | 45254.6945 | 1773.2469 | 48227.6922 | 1893.7846 | 49790.3064 | 2014.2596 | 49958.1479 | 2027.153 | 50127.8048 | 2039.9563 | 50289.3915 | 2052.6725 | 50462.4561 | 2065.3071 | 50639.1996 | 2077.8621 | 50813.1071 | 2090.3409
Greenhill |  | 193.2518 | 59.4466 | 279.8236 | 67.0778 | 317.6277 | 86.0989 | 353.4356 | 105.4149 | 393.7815 | 124.9297 | 464.1644 | 144.8737 | 599.1643 | 165.1382 | 741.7851 | 185.7952 | 881.3693 | 206.7816 | 1066.1994 | 228.2138 | 1356.0261 | 250.0755 | 1731.924 | 271.6026 | 2105.3524 | 289.5935 | 2475.0086 | 307.6184 | 2817.8093 | 325.4656 | 3123.6564 | 343.1903 | 3434.6028 | 497.4437 | 3753.2702 | 651.8607 | 4074.6394 | 806.9224 | 4397.0978 | 962.1157 | 4690.8097 | 1118.0851 | 4892.9263 | 1274.0329 | 5107.4973 | 1430.6616 | 5314.0709 | 1587.6349 | 5521.3226 | 1745.0019 | 5710.5026 | 1902.7704 | 5831.1931 | 2060.9413 | 5949.5636 | 2219.5157 | 6065.3901 | 2378.4919 | 6182.7211 | 2537.8726 | 6306.3712 | 2697.6552 | 6423.5863 | 2717.9542 |  | 193.2518 | 59.4466 | 201.3677 | 67.0778 | 211.5268 | 76.7747 | 218.0688 | 86.8741 | 225.8052 | 97.3621 | 265.6272 | 107.0113 | 402.6772 | 114.1669 | 546.0385 | 125.8141 | 685.0169 | 137.8019 | 868.6823 | 150.0342 | 1135.0581 | 162.6303 | 1422.1951 | 176.8054 | 1706.553 | 186.4407 | 1987.3643 | 196.1129 | 2241.1641 | 205.6857 | 2480.5122 | 215.1963 | 2791.8763 | 224.7989 | 3110.5898 | 234.2496 | 3432.3955 | 243.7525 | 3753.4965 | 253.1363 | 4039.0593 | 262.5845 | 4232.8986 | 271.8996 | 4429.9733 | 281.2478 | 4622.0197 | 290.5552 | 4823.2741 | 299.8343 | 5037.4334 | 309.0912 | 5250.3338 | 318.3248 | 5456.4274 | 327.5381 | 5655.8712 | 336.7326 | 5852.7779 | 345.9112 | 6028.6916 | 355.0741 | 6126.5735 | 364.2243 |  | 193.2518 | 59.4466 | 279.8236 | 67.0778 | 317.6277 | 77.9656 | 353.4356 | 89.2918 | 393.7815 | 101.0375 | 464.1644 | 112.2427 | 599.1643 | 121.5698 | 741.7851 | 134.5864 | 881.3693 | 147.9794 | 1066.1994 | 161.6551 | 1356.0261 | 175.7378 | 1731.924 | 191.2032 | 2105.3524 | 204.231 | 2475.0086 | 217.3265 | 2817.8093 | 230.3366 | 3123.6564 | 243.2988 | 3434.6028 | 256.3927 | 3753.2702 | 269.3374 | 4074.6394 | 282.3653 | 4397.0978 | 295.2811 | 4690.8097 | 308.2928 | 4892.9263 | 321.1721 | 5107.4973 | 334.111 | 5314.0709 | 347.0228 | 5521.3226 | 359.9231 | 5710.5026 | 372.8137 | 5831.1931 | 385.6975 | 5949.5636 | 398.5762 | 6065.3901 | 411.4504 | 6182.7211 | 424.3219 | 6306.3712 | 437.1923 | 6423.5863 | 450.0623 |  | 193.2518 | 59.4466 | 324.8913 | 67.0778 | 399.1069 | 86.0989 | 464.107 | 105.4149 | 533.7981 | 124.9297 | 638.8653 | 144.8737 | 778.6706 | 165.1382 | 945.6255 | 185.7952 | 1175.6367 | 206.7816 | 1451.4341 | 228.2138 | 1811.0738 | 250.0755 | 2191.7121 | 271.6026 | 2571.2596 | 289.5935 | 2947.747 | 307.6184 | 3299.7031 | 325.4656 | 4209.1704 | 343.1903 | 6902.6339 | 497.4437 | 9631.616 | 651.8607 | 12376.4317 | 806.9224 | 15107.5018 | 962.1157 | 17781.1933 | 1118.0851 | 20324.8112 | 1274.0329 | 22872.2676 | 1430.6616 | 25313.044 | 1587.6349 | 27747.5493 | 1745.0019 | 30181.9792 | 1902.7704 | 32617.5435 | 2060.9413 | 35036.0235 | 2219.5157 | 37441.1949 | 2378.4919 | 39834.5348 | 2537.8726 | 41323.6894 | 2697.6552 | 41412.6744 | 2717.9542 |  | 193.2518 | 59.4466 | 324.8913 | 67.0778 | 399.1069 | 86.0989 | 464.107 | 105.4149 | 533.7981 | 124.9297 | 660.8576 | 144.8753 | 888.5953 | 165.1432 | 1121.4635 | 185.8059 | 1351.4746 | 206.8004 | 1627.272 | 228.2432 | 2583.388 | 250.1181 | 5348.8549 | 406.992 | 8110.4374 | 560.6869 | 10866.6576 | 714.9729 | 13594.5016 | 869.4317 | 16283.3962 | 1024.1394 | 18977.5677 | 1179.8852 | 21714.7706 | 1335.4528 | 24460.863 | 1491.9243 | 27210.4996 | 1648.2938 | 29907.6115 | 1805.6966 | 32386.7412 | 1962.8082 | 34869.0284 | 2120.7551 | 37340.4736 | 2279.0076 | 39810.5531 | 2437.6423 | 40995.3409 | 2596.6719 | 41079.4086 | 2617.2772 | 41164.6132 | 2637.8177 | 41245.0909 | 2658.2962 | 41332.4368 | 2678.7188 | 41421.9075 | 2699.0869 | 41509.911 | 2719.404
Hartshead-Heyrod |  | 283.5193 | 68.3714 | 410.9362 | 77.0245 | 465.3003 | 98.7088 | 518.7531 | 120.6715 | 579.0844 | 142.8006 | 685.6143 | 165.359 | 891.8767 | 188.2174 | 1109.7171 | 211.5381 | 1323.0705 | 235.0984 | 1605.353 | 259.1952 | 2037.0377 | 283.632 | 2568.2609 | 307.6279 | 3095.7769 | 327.67 | 3617.7395 | 347.5987 | 4099.4732 | 367.3974 | 4525.5335 | 387.1572 | 4960.0304 | 560.4382 | 5407.1371 | 733.9531 | 5828.2654 | 907.3715 | 6234.092 | 1081.2238 | 6595.4628 | 1254.9049 | 6860.1487 | 1429.0836 | 7161.3422 | 1603.32 | 7481.5547 | 1777.522 | 7802.9344 | 1951.979 | 8095.9291 | 2126.5888 | 8281.1993 | 2301.3549 | 8462.6765 | 2476.2804 | 8640.0159 | 2651.3662 | 8819.5866 | 2826.6171 | 9008.9737 | 3002.0324 | 9188.1875 | 3022.0764 |  | 283.5193 | 68.3714 | 294.7213 | 77.0245 | 308.5398 | 88.0189 | 318.5002 | 99.4565 | 330.3523 | 111.3086 | 391.1414 | 122.1717 | 600.102 | 130.1602 | 818.8344 | 143.2936 | 1031.0288 | 156.7292 | 1311.3432 | 170.4679 | 1717.6084 | 184.527 | 2155.4594 | 200.3392 | 2589.2673 | 211.043 | 3017.6664 | 221.6959 | 3405.5849 | 232.2863 | 3761.1451 | 242.8722 | 4193.8712 | 253.3791 | 4635.9389 | 263.868 | 5066.7511 | 274.2195 | 5489.8127 | 284.603 | 5855.8762 | 294.851 | 6077.2843 | 305.1293 | 6301.9475 | 315.3341 | 6520.7272 | 325.4556 | 6742.586 | 335.5517 | 7080.7502 | 345.6069 | 7418.9875 | 355.6206 | 7748.8191 | 365.596 | 8070.4504 | 375.5353 | 8390.4347 | 385.4417 | 8679.9511 | 395.3158 | 8848.3767 | 405.1609 |  | 283.5193 | 68.3714 | 410.9362 | 77.0245 | 465.3003 | 89.3843 | 518.7531 | 102.2149 | 579.0844 | 115.4907 | 685.6143 | 128.1139 | 891.8767 | 138.5601 | 1109.7171 | 153.2341 | 1323.0705 | 168.2438 | 1605.353 | 183.6008 | 2037.0377 | 199.3193 | 2568.2609 | 216.5643 | 3095.7769 | 231.0838 | 3617.7395 | 245.5718 | 4099.4732 | 260.0123 | 4525.5335 | 274.4683 | 4960.0304 | 288.8613 | 5407.1371 | 303.2566 | 5828.2654 | 317.5154 | 6234.092 | 331.8363 | 6595.4628 | 346.0185 | 6860.1487 | 360.259 | 7161.3422 | 374.433 | 7481.5547 | 388.528 | 7802.9344 | 402.6141 | 8095.9291 | 416.6669 | 8281.1993 | 430.6899 | 8462.6765 | 444.6855 | 8640.0159 | 458.6543 | 8819.5866 | 472.5987 | 9008.9737 | 486.5209 | 9188.1875 | 500.4215 |  | 283.5193 | 68.3714 | 476.9885 | 77.0245 | 582.9516 | 98.7088 | 679.96 | 120.6715 | 784.2692 | 142.8006 | 942.4393 | 165.359 | 1156.2591 | 188.2174 | 1401.3686 | 211.5381 | 1710.9475 | 235.0984 | 2090.4149 | 259.1952 | 2597.8645 | 283.632 | 3137.466 | 307.6279 | 3675.8304 | 327.67 | 4209.8514 | 347.5987 | 4707.6176 | 367.3974 | 5980.8768 | 387.1572 | 9747.6173 | 560.4382 | 13557.6174 | 733.9531 | 17380.2003 | 907.3715 | 21181.7951 | 1081.2238 | 24905.015 | 1254.9049 | 28449.7682 | 1429.0836 | 32022.8557 | 1603.32 | 35455.1936 | 1777.522 | 38879.799 | 1951.979 | 42305.3273 | 2126.5888 | 45733.6831 | 2301.3549 | 49138.8578 | 2476.2804 | 52526.4417 | 2651.3662 | 55897.8999 | 2826.6171 | 58140.8459 | 3002.0324 | 58294.3847 | 3022.0764 |  | 283.5193 | 68.3714 | 476.9885 | 77.0245 | 582.9516 | 98.7088 | 679.96 | 120.6715 | 784.2692 | 142.8006 | 965.3396 | 165.3599 | 1270.7045 | 188.2205 | 1584.4129 | 211.5446 | 1893.9919 | 235.1097 | 2273.4592 | 259.2128 | 3614.8373 | 283.6575 | 7488.6098 | 460.9285 | 11356.7918 | 634.3313 | 15217.2207 | 807.7853 | 19035.3413 | 981.2973 | 22795.1931 | 1155.1537 | 26563.4049 | 1329.0668 | 30385.9924 | 1503.3525 | 34214.4688 | 1677.3159 | 38042.5968 | 1851.9705 | 41818.2745 | 2026.23 | 45302.7672 | 2201.203 | 48792.7484 | 2376.1651 | 52268.4671 | 2551.0018 | 55743.2901 | 2726.1393 | 57681.7724 | 2901.4256 | 57825.2735 | 2921.8877 | 57971.8734 | 2942.2601 | 58105.4137 | 2962.546 | 58257.7076 | 2982.7522 | 58416.1102 | 3002.8804 | 58569.7876 | 3022.9347
Hazel Grove |  | 195.332 | 44.0358 | 305.6354 | 49.6706 | 349.4574 | 63.7328 | 399.4028 | 77.9252 | 455.9857 | 92.2313 | 547.8988 | 106.8282 | 719.5443 | 121.658 | 900.8427 | 136.7527 | 1078.4253 | 152.0896 | 1313.4231 | 167.7438 | 1675.4914 | 183.7148 | 2128.4143 | 199.3622 | 2578.2622 | 212.4177 | 3023.7781 | 225.3985 | 3436.8875 | 238.2791 | 3804.1481 | 251.1018 | 4179.0916 | 363.5875 | 4565.5257 | 476.0431 | 4915.9002 | 588.7048 | 5262.6391 | 701.3628 | 5587.4041 | 814.1082 | 5817.6577 | 927.1747 | 6066.3904 | 1040.2994 | 6317.1726 | 1153.4491 | 6569.5327 | 1266.7941 | 6801.7971 | 1380.2792 | 6955.1086 | 1493.9093 | 7105.5536 | 1607.6895 | 7252.8839 | 1721.6226 | 7401.8099 | 1835.7141 | 7558.0064 | 1949.9658 | 7706.7552 | 1963.3338 |  | 195.332 | 44.0358 | 202.4421 | 49.6706 | 211.0728 | 56.8307 | 221.6498 | 64.256 | 234.3608 | 71.9556 | 288.077 | 79.0249 | 463.888 | 84.2585 | 646.8116 | 92.7948 | 823.8808 | 101.5837 | 1057.3885 | 110.5456 | 1395.6536 | 119.7753 | 1760.2631 | 130.1146 | 2121.5072 | 137.1165 | 2478.5373 | 144.0835 | 2802.9501 | 150.9988 | 3102.8477 | 157.89 | 3466.8421 | 164.7702 | 3834.1264 | 171.5545 | 4206.9595 | 178.3434 | 4577.1495 | 185.0633 | 4896.0584 | 191.7493 | 5085.7279 | 198.4507 | 5280.0464 | 205.1057 | 5470.2403 | 211.7125 | 5666.847 | 218.3049 | 5901.6072 | 224.8744 | 6139.3039 | 231.4206 | 6373.9047 | 237.9457 | 6605.7282 | 244.451 | 6839.6412 | 250.9388 | 7054.916 | 257.4096 | 7184.581 | 263.8654 |  | 195.332 | 44.0358 | 305.6354 | 49.6706 | 349.4574 | 57.7123 | 399.4028 | 66.0066 | 455.9857 | 74.5926 | 547.8988 | 82.7665 | 719.5443 | 89.5611 | 900.8427 | 99.061 | 1078.4253 | 108.8401 | 1313.4231 | 118.8212 | 1675.4914 | 129.1036 | 2128.4143 | 140.3473 | 2578.2622 | 149.804 | 3023.7781 | 159.2397 | 3436.8875 | 168.6335 | 3804.1481 | 178.0142 | 4179.0916 | 187.4004 | 4565.5257 | 196.6927 | 4915.9002 | 206.0047 | 5262.6391 | 215.2539 | 5587.4041 | 224.4764 | 5817.6577 | 233.7323 | 6066.3904 | 242.9474 | 6317.1726 | 252.1191 | 6569.5327 | 261.2883 | 6801.7971 | 270.4409 | 6955.1086 | 279.5795 | 7105.5536 | 288.7057 | 7252.8839 | 297.8199 | 7401.8099 | 306.9238 | 7558.0064 | 316.0189 | 7706.7552 | 325.1058 |  | 195.332 | 44.0358 | 362.6268 | 49.6706 | 447.8947 | 63.7328 | 537.5033 | 77.9252 | 634.6965 | 92.2313 | 777.8079 | 106.8282 | 957.9462 | 121.658 | 1164.8308 | 136.7527 | 1432.9466 | 152.0896 | 1759.3226 | 167.7438 | 2192.3384 | 183.7148 | 2652.3276 | 199.3622 | 3111.1909 | 212.4177 | 3567.1263 | 225.3985 | 3993.5065 | 238.2791 | 4977.6076 | 251.1018 | 7770.8596 | 363.5875 | 10575.5806 | 476.0431 | 13386.3976 | 588.7048 | 16183.6924 | 701.3628 | 18922.4029 | 814.1082 | 21536.6032 | 927.1747 | 24161.3547 | 1040.2994 | 26682.7252 | 1153.4491 | 29200.9903 | 1266.7941 | 31722.7617 | 1380.2792 | 34249.4008 | 1493.9093 | 36761.9547 | 1607.6895 | 39264.0803 | 1721.6226 | 41757.2605 | 1835.7141 | 43740.8762 | 1949.9658 | 43903.9794 | 1963.3338 |  | 195.332 | 44.0358 | 362.6268 | 49.6706 | 447.8947 | 63.7328 | 537.5033 | 77.9252 | 634.6965 | 92.2313 | 799.4924 | 106.826 | 1066.3192 | 121.6508 | 1338.1682 | 136.7373 | 1606.2841 | 152.0627 | 1932.66 | 167.7017 | 2970.8237 | 183.6536 | 5850.2039 | 298.5508 | 8725.3437 | 410.9548 | 11594.8844 | 523.424 | 14430.7625 | 635.9172 | 17219.4883 | 748.5505 | 20014.2973 | 861.4275 | 22828.2923 | 974.1023 | 25639.7766 | 1087.1028 | 28456.5358 | 1200.0094 | 31220.3797 | 1313.003 | 33772.502 | 1426.4411 | 36333.4554 | 1539.8932 | 38886.8602 | 1653.3228 | 41442.1519 | 1766.9793 | 43459.5127 | 1880.7792 | 43608.2225 | 1894.2564 | 43762.6286 | 1907.7031 | 43893.9997 | 1921.12 | 44058.5711 | 1934.5106 | 44234.4015 | 1947.8751 | 44401.0888 | 1961.2152
Huncoat |  | 150.3219 | 59.7925 | 225.172 | 67.1436 | 256.3545 | 85.6659 | 288.5925 | 104.1892 | 324.9924 | 122.8161 | 385.6187 | 141.6351 | 498.7256 | 160.6574 | 618.2532 | 179.6537 | 735.3124 | 199.0605 | 890.2227 | 218.4528 | 1128.2335 | 238.2777 | 1424.273 | 257.3932 | 1718.3509 | 273.2968 | 2009.4978 | 288.6865 | 2278.7995 | 304.1689 | 2517.7012 | 319.4043 | 2761.371 | 460.8749 | 3012.1252 | 600.9549 | 3241.0665 | 740.5636 | 3468.5047 | 879.3714 | 3681.3213 | 1018.4138 | 3833.7081 | 1155.9708 | 4006.9142 | 1292.5863 | 4189.5279 | 1428.9022 | 4374.0473 | 1564.3957 | 4542.95 | 1699.1844 | 4649.2259 | 1833.2751 | 4753.2035 | 1966.6745 | 4854.6299 | 2099.387 | 4957.2808 | 2231.4205 | 5065.7238 | 2362.7783 | 5167.9796 | 2371.4159 |  | 150.3219 | 59.7925 | 156.283 | 67.1436 | 163.6406 | 76.3885 | 169.968 | 85.8717 | 177.5241 | 95.7309 | 212.0473 | 104.6432 | 327.3366 | 111.1005 | 447.6453 | 121.6946 | 564.3264 | 132.7035 | 718.2994 | 143.6713 | 941.3912 | 155.019 | 1181.8715 | 167.6233 | 1419.9011 | 176.0216 | 1655.2144 | 184.121 | 1868.4662 | 192.3091 | 2065.104 | 200.3682 | 2301.9922 | 208.3644 | 2539.5407 | 216.052 | 2784.9383 | 223.8069 | 3028.9118 | 231.4698 | 3238.5236 | 239.2841 | 3361.4512 | 246.8148 | 3486.7182 | 254.2194 | 3608.6344 | 261.624 | 3734.6364 | 268.9238 | 3917.6509 | 276.1455 | 4102.124 | 283.2889 | 4283.4085 | 290.3573 | 4461.3919 | 297.353 | 4639.772 | 304.279 | 4801.9849 | 311.1363 | 4895.7286 | 317.928 |  | 150.3219 | 59.7925 | 225.172 | 67.1436 | 256.3545 | 77.5734 | 288.5925 | 88.2536 | 324.9924 | 99.3281 | 385.6187 | 109.7336 | 498.7256 | 118.2712 | 618.2532 | 130.1376 | 735.3124 | 142.454 | 890.2227 | 154.7409 | 1128.2335 | 167.4471 | 1424.273 | 181.2 | 1718.3509 | 192.738 | 2009.4978 | 203.9514 | 2278.7995 | 215.2646 | 2517.7012 | 226.4361 | 2761.371 | 237.5443 | 3012.1252 | 248.304 | 3241.0665 | 259.1445 | 3468.5047 | 269.8862 | 3681.3213 | 280.8101 | 3833.7081 | 291.4097 | 4006.9142 | 301.8655 | 4189.5279 | 312.3272 | 4374.0473 | 322.6714 | 4542.95 | 332.9247 | 4649.2259 | 343.0906 | 4753.2035 | 353.1715 | 4854.6299 | 363.1686 | 4957.2808 | 373.0843 | 5065.7238 | 382.9209 | 5167.9796 | 392.6795 |  | 150.3219 | 59.7925 | 263.8246 | 67.1436 | 324.5411 | 85.6659 | 382.7278 | 104.1892 | 445.4486 | 122.8161 | 538.2164 | 141.6351 | 656.3819 | 160.6574 | 792.1413 | 179.6537 | 966.6331 | 199.0605 | 1179.4617 | 218.4528 | 1462.5257 | 238.2777 | 1763.4464 | 257.3932 | 2064.1577 | 273.2968 | 2362.4409 | 288.6865 | 2641.9561 | 304.1689 | 3573.5902 | 319.4043 | 6554.1593 | 460.8749 | 9588.3207 | 600.9549 | 12648.3948 | 740.5636 | 15700.87 | 879.3714 | 18692.6722 | 1018.4138 | 21541.933 | 1155.9708 | 24429.1133 | 1292.5863 | 27203.6009 | 1428.9022 | 29971.8028 | 1564.3957 | 32740.7113 | 1699.1844 | 35511.9348 | 1833.2751 | 38264.4555 | 1966.6745 | 41003.0817 | 2099.387 | 43728.8075 | 2231.4205 | 45546.8083 | 2362.7783 | 45630.923 | 2371.4159 |  | 150.3219 | 59.7925 | 263.8246 | 67.1436 | 324.5411 | 85.6659 | 382.7278 | 104.1892 | 445.4486 | 122.8161 | 551.8954 | 141.636 | 724.7513 | 160.66 | 901.5026 | 179.6593 | 1075.9944 | 199.0703 | 1288.823 | 218.4679 | 2256.6051 | 238.2996 | 5295.3835 | 385.6609 | 8330.6628 | 529.072 | 11361.2216 | 670.8804 | 14368.3059 | 812.4194 | 17343.076 | 953.0029 | 20327.0296 | 1092.9573 | 23380.3518 | 1230.9353 | 26442.091 | 1368.9669 | 29517.3328 | 1506.2313 | 32567.2383 | 1644.3838 | 35386.0711 | 1780.5337 | 38208.1373 | 1915.6525 | 41018.2818 | 2050.6858 | 43827.8133 | 2184.8435 | 45341.9826 | 2318.2978 | 45420.1698 | 2327.5998 | 45500.6483 | 2336.7617 | 45571.8437 | 2345.7869 | 45656.4242 | 2354.682 | 45745.5324 | 2363.4491 | 45830.9869 | 2372.0925
Hyde |  | 199.9862 | 43.8974 | 305.5353 | 49.3965 | 349.1994 | 63.2584 | 392.4049 | 77.2161 | 440.9496 | 91.2671 | 527.5776 | 105.52 | 693.2661 | 119.9985 | 868.2657 | 134.681 | 1039.5686 | 149.5862 | 1266.4147 | 164.8039 | 1611.5924 | 180.1641 | 2030.5057 | 195.2207 | 2446.3389 | 207.7611 | 2857.7378 | 220.2898 | 3237.042 | 232.6464 | 3571.3278 | 244.9393 | 3912.4095 | 354.265 | 4263.7903 | 463.3539 | 4574.3659 | 572.3656 | 4872.7616 | 681.465 | 5142.8923 | 790.3054 | 5343.8167 | 899.2775 | 5564.3366 | 1008.0543 | 5792.8235 | 1116.7578 | 6022.1361 | 1225.4256 | 6233.762 | 1334.0375 | 6378.0249 | 1442.5984 | 6519.9548 | 1551.1132 | 6659.3282 | 1659.585 | 6800.1373 | 1768.0191 | 6947.1355 | 1876.4175 | 7087.7721 | 1887.6326 |  | 199.9862 | 43.8974 | 207.9296 | 49.3965 | 217.7965 | 56.4077 | 224.8709 | 63.6602 | 233.2129 | 71.1802 | 281.1737 | 78.0219 | 449.0266 | 83.063 | 624.793 | 91.3308 | 795.5486 | 99.8414 | 1021.2882 | 108.5266 | 1348.6658 | 117.368 | 1701.3203 | 127.3085 | 2050.7565 | 133.9992 | 2395.8272 | 140.6984 | 2708.6688 | 147.3019 | 2992.4263 | 153.8797 | 3324.7661 | 160.4023 | 3659.6722 | 166.8305 | 3994.0564 | 173.2349 | 4323.0715 | 179.6469 | 4602.3737 | 185.9695 | 4754.7341 | 192.2989 | 4909.5539 | 198.5605 | 5060.3162 | 204.7833 | 5213.4713 | 210.9746 | 5424.3584 | 217.1328 | 5634.8019 | 223.2576 | 5839.4982 | 229.3514 | 6038.51 | 235.4155 | 6235.9044 | 241.4522 | 6413.5995 | 247.4619 | 6515.2604 | 253.447 |  | 199.9862 | 43.8974 | 305.5353 | 49.3965 | 349.1994 | 57.2827 | 392.4049 | 65.4059 | 440.9496 | 73.8128 | 527.5776 | 81.7529 | 693.2661 | 88.3393 | 868.2657 | 97.5603 | 1039.5686 | 107.0486 | 1266.4147 | 116.7387 | 1611.5924 | 126.6084 | 2030.5057 | 137.4318 | 2446.3389 | 146.52 | 2857.7378 | 155.6305 | 3237.042 | 164.6471 | 3571.3278 | 173.6454 | 3912.4095 | 182.5954 | 4263.7903 | 191.4497 | 4574.3659 | 200.2872 | 4872.7616 | 209.1471 | 5142.8923 | 217.9131 | 5343.8167 | 226.6997 | 5564.3366 | 235.417 | 5792.8235 | 244.0992 | 6022.1361 | 252.7556 | 6233.762 | 261.3807 | 6378.0249 | 269.9769 | 6519.9548 | 278.5458 | 6659.3282 | 287.0882 | 6800.1373 | 295.6055 | 6947.1355 | 304.0994 | 7087.7721 | 312.5705 |  | 199.9862 | 43.8974 | 360.4762 | 49.3965 | 446.1798 | 63.2584 | 525.1555 | 77.2161 | 609.2902 | 91.2671 | 736.5756 | 105.52 | 907.2284 | 119.9985 | 1101.0579 | 134.681 | 1340.1882 | 149.5862 | 1635.301 | 164.8039 | 2033.3991 | 180.1641 | 2457.2025 | 195.2207 | 2879.2857 | 207.7611 | 3297.2932 | 220.2898 | 3686.1415 | 232.6464 | 4617.8605 | 244.9393 | 7311.8179 | 354.265 | 10015.5498 | 463.3539 | 12731.4577 | 572.3656 | 15433.973 | 681.465 | 18080.6689 | 790.3054 | 20600.7937 | 899.2775 | 23140.3647 | 1008.0543 | 25580.7658 | 1116.7578 | 28015.4445 | 1225.4256 | 30450.2529 | 1334.0375 | 32886.5857 | 1442.5984 | 35306.4643 | 1551.1132 | 37713.9583 | 1659.585 | 40109.5272 | 1768.0191 | 41657.3338 | 1876.4175 | 41775.6463 | 1887.6326 |  | 199.9862 | 43.8974 | 360.4762 | 49.3965 | 446.1798 | 63.2584 | 525.1555 | 77.2161 | 609.2902 | 91.2671 | 752.8763 | 105.5188 | 988.6896 | 119.9947 | 1231.3439 | 134.673 | 1470.4743 | 149.5722 | 1765.587 | 164.782 | 2753.647 | 180.1325 | 5536.2059 | 292.4072 | 8314.3011 | 402.0415 | 11086.3431 | 511.6998 | 13824.8308 | 621.0727 | 16516.394 | 730.4211 | 19211.9041 | 839.6393 | 21926.1044 | 948.4968 | 24645.6277 | 1057.3538 | 27367.2518 | 1166.453 | 30050.6462 | 1275.1684 | 32527.7811 | 1384.1453 | 35008.9812 | 1492.8554 | 37480.0969 | 1601.4931 | 39950.3403 | 1710.1097 | 41220.5163 | 1818.6735 | 41333.8486 | 1830.1202 | 41448.6803 | 1841.5143 | 41556.9236 | 1852.8574 | 41674.5255 | 1864.1532 | 41795.1258 | 1875.4023 | 41913.3716 | 1886.6069
Kendal (Parkside Rd) |  | 273.4908 | 115.4685 | 389.0118 | 129.6807 | 437.1636 | 165.6494 | 483.5592 | 201.3998 | 536.1334 | 237.013 | 636.0881 | 273.2715 | 829.4007 | 309.6011 | 1033.5677 | 346.5517 | 1233.898 | 383.6512 | 1498.2819 | 421.1763 | 1986.6347 | 459.1372 | 2819.8118 | 496.1117 | 3649.5097 | 526.5508 | 4473.9834 | 556.4409 | 5261.0925 | 585.9989 | 5997.0866 | 615.0491 | 6741.5443 | 886.9528 | 7498.2072 | 1156.15 | 8515.6071 | 1424.0282 | 9638.4504 | 1690.3927 | 10676.0564 | 1953.3225 | 11273.3751 | 2215.8235 | 11719.1163 | 2476.7394 | 12031.6207 | 2735.1703 | 12345.6222 | 2992.1664 | 12632.4424 | 3247.4924 | 12806.4198 | 3501.1796 | 12975.6882 | 3753.2583 | 13140.0564 | 4003.7533 | 13305.9245 | 4252.6944 | 13481.1557 | 4500.102 | 13645.4779 | 4513.6928 |  | 273.4908 | 115.4685 | 282.6356 | 129.6807 | 293.7839 | 147.71 | 301.1671 | 166.1329 | 310.1379 | 185.0361 | 364.5494 | 202.3401 | 556.8781 | 214.6718 | 759.691 | 235.4652 | 957.5966 | 256.6171 | 1219.3648 | 277.9862 | 1598.6525 | 299.8176 | 2007.4227 | 324.3177 | 2412.8441 | 340.4561 | 2813.6579 | 356.3008 | 3177.6685 | 371.9881 | 3598.7629 | 387.4072 | 4379.4267 | 402.653 | 5216.137 | 417.3835 | 6094.7992 | 432.1636 | 7011.4395 | 446.8259 | 7916.2147 | 460.8936 | 8770.5466 | 475.1197 | 9638.9127 | 489.1888 | 10483.1957 | 502.9319 | 11304.8099 | 516.5577 | 11650.6929 | 530.0236 | 12004.7933 | 543.3302 | 12357.4757 | 556.4845 | 12708.0875 | 569.4911 | 13062.2944 | 582.3568 | 13389.2093 | 595.0839 | 13590.692 | 607.6789 |  | 273.4908 | 115.4685 | 389.0118 | 129.6807 | 437.1636 | 150.0012 | 483.5592 | 170.5959 | 536.1334 | 191.6855 | 636.0881 | 211.7205 | 829.4007 | 227.9192 | 1033.5677 | 251.0353 | 1233.898 | 274.5528 | 1498.2819 | 298.34 | 1986.6347 | 322.6537 | 2819.8118 | 349.2533 | 3649.5097 | 371.3412 | 4473.9834 | 393.1148 | 5261.0925 | 414.7197 | 5997.0866 | 436.0282 | 6741.5443 | 457.1536 | 7498.2072 | 477.7009 | 8515.6071 | 498.3084 | 9638.4504 | 518.7951 | 10676.0564 | 538.5951 | 11273.3751 | 558.5889 | 11719.1163 | 578.4079 | 12031.6207 | 597.8493 | 12345.6222 | 617.1626 | 12632.4424 | 636.2878 | 12806.4198 | 655.2327 | 12975.6882 | 674.0026 | 13140.0564 | 692.601 | 13305.9245 | 711.033 | 13481.1557 | 729.3038 | 13645.4779 | 747.4162 |  | 273.4908 | 115.4685 | 448.7717 | 129.6807 | 541.8216 | 165.6494 | 626.9538 | 201.3998 | 718.3623 | 237.013 | 859.2035 | 273.2715 | 1059.199 | 309.6011 | 1375.6902 | 346.5517 | 2003.9012 | 383.6512 | 2697.5208 | 421.1763 | 3511.0517 | 459.1372 | 4354.6785 | 496.1117 | 5197.7469 | 526.5508 | 6037.6008 | 556.4409 | 6843.1064 | 585.9989 | 8089.467 | 615.0491 | 10821.4551 | 886.9528 | 13611.2205 | 1156.15 | 16380.1819 | 1424.0282 | 19115.4582 | 1690.3927 | 21776.8576 | 1953.3225 | 24282.261 | 2215.8235 | 26495.2223 | 2476.7394 | 28594.5032 | 2735.1703 | 30692.8214 | 2992.1664 | 32797.7631 | 3247.4924 | 34907.9711 | 3501.1796 | 37005.115 | 3753.2583 | 39092.7074 | 4003.7533 | 41171.0687 | 4252.6944 | 43031.1975 | 4500.102 | 43194.5204 | 4513.6928 |  | 273.4908 | 115.4685 | 448.7717 | 129.6807 | 541.8216 | 165.6494 | 626.9538 | 201.3998 | 718.3623 | 237.013 | 964.7536 | 273.2601 | 1586.3911 | 309.5647 | 2218.4661 | 346.4749 | 2846.677 | 383.5177 | 3540.2966 | 420.9688 | 4847.762 | 458.8376 | 7666.2975 | 742.6425 | 10480.6536 | 1018.2079 | 13288.96 | 1291.4744 | 16058.6742 | 1562.9674 | 18775.6079 | 1832.3021 | 21500.2314 | 2099.9371 | 24251.933 | 2364.0198 | 27003.7474 | 2627.5717 | 29749.2517 | 2889.8734 | 32158.5567 | 3147.7114 | 34287.1804 | 3406.0744 | 36420.7115 | 3662.9442 | 38547.019 | 3916.9986 | 40676.3091 | 4169.7907 | 42981.9096 | 4420.9579 | 43113.1658 | 4435.2848 | 43250.43 | 4449.4438 | 43355.7948 | 4463.4362 | 43505.2808 | 4477.2697 | 43667.3844 | 4490.944 | 43820.4875 | 4504.4629
Lancaster |  | 350.9525 | 91.3751 | 522.7246 | 102.7306 | 592.0796 | 131.2939 | 663.7631 | 160.0916 | 744.7334 | 189.0638 | 894.4436 | 218.7981 | 1187.1262 | 249.0108 | 1496.2828 | 279.7363 | 1799.2046 | 311.2185 | 2199.8 | 342.8911 | 2841.1273 | 375.1165 | 3709.6806 | 406.4723 | 4572.9407 | 432.8837 | 5428.6851 | 458.4852 | 6229.0005 | 483.5464 | 6951.4354 | 507.9275 | 7687.1376 | 733.1336 | 8442.4561 | 957.7347 | 9256.5428 | 1180.6342 | 10086.0261 | 1402.4379 | 10831.0696 | 1624.2003 | 11323.1167 | 1843.887 | 11793.391 | 2063.558 | 12228.2857 | 2281.3365 | 12664.9628 | 2498.4813 | 13065.6251 | 2714.6624 | 13324.4787 | 2929.8934 | 13577.6424 | 3144.1875 | 13824.7563 | 3357.5541 | 14074.0617 | 3570.0076 | 14335.4744 | 3781.5554 | 14583.1481 | 3796.7972 |  | 350.9525 | 91.3751 | 363.0769 | 102.7306 | 377.7065 | 117.0752 | 389.9891 | 131.9754 | 404.5989 | 147.43 | 488.6621 | 161.7455 | 783.2282 | 172.3204 | 1092.4151 | 189.6403 | 1393.0943 | 207.6552 | 1790.5771 | 225.7218 | 2366.5395 | 244.2811 | 2987.0472 | 264.9726 | 3602.6911 | 279.0902 | 4210.6869 | 292.7198 | 4763.334 | 306.0411 | 5299.6728 | 318.9718 | 6045.6501 | 331.8114 | 6826.4126 | 344.6934 | 7595.7285 | 357.1916 | 8368.6063 | 369.5584 | 9077.6745 | 382.0403 | 9615.6107 | 394.1304 | 10162.3375 | 406.3011 | 10694.9068 | 418.1647 | 11225.2736 | 429.9737 | 11678.9326 | 441.6682 | 12139.5371 | 453.2481 | 12595.2127 | 464.7188 | 13045.6441 | 476.0836 | 13498.7899 | 487.3475 | 13915.5915 | 498.512 | 14172.0027 | 509.5821 |  | 350.9525 | 91.3751 | 522.7246 | 102.7306 | 592.0796 | 118.8912 | 663.7631 | 135.6058 | 744.7334 | 152.9064 | 894.4436 | 169.5165 | 1187.1262 | 183.3144 | 1496.2828 | 202.6355 | 1799.2046 | 222.7178 | 2199.8 | 242.8867 | 2841.1273 | 263.6091 | 3709.6806 | 286.1489 | 4572.9407 | 305.284 | 5428.6851 | 323.911 | 6229.0005 | 342.2126 | 6951.4354 | 360.0863 | 7687.1376 | 377.872 | 8442.4561 | 395.7192 | 9256.5428 | 413.1378 | 10086.0261 | 430.4195 | 10831.0696 | 447.8454 | 11323.1167 | 464.8271 | 11793.391 | 481.9151 | 12228.2857 | 498.651 | 12664.9628 | 515.3354 | 13065.6251 | 531.8894 | 13324.4787 | 548.3186 | 13577.6424 | 564.6269 | 13824.7563 | 580.8163 | 14074.0617 | 596.8906 | 14335.4744 | 612.8533 | 14583.1481 | 628.7065 |  | 350.9525 | 91.3751 | 611.5851 | 102.7306 | 745.9023 | 131.2939 | 876.8613 | 160.0916 | 1017.1356 | 189.0638 | 1232.8759 | 218.7981 | 1534.9441 | 249.0108 | 1912.2092 | 279.7363 | 2466.7861 | 311.2185 | 3120.5505 | 342.8911 | 3955.5903 | 375.1165 | 4836.1132 | 406.4723 | 5715.4966 | 432.8837 | 6589.4051 | 458.4852 | 7412.4957 | 483.5464 | 8956.4857 | 507.9275 | 12900.5695 | 733.1336 | 16875.0022 | 957.7347 | 20826.1532 | 1180.6342 | 24741.0874 | 1402.4379 | 28567.6478 | 1624.2003 | 32200.9018 | 1843.887 | 35735.7264 | 2063.558 | 39120.444 | 2281.3365 | 42500.6449 | 2498.4813 | 45886.3774 | 2714.6624 | 49278.0799 | 2929.8934 | 52648.1353 | 3144.1875 | 56002.8221 | 3357.5541 | 59342.9587 | 3570.0076 | 61975.7088 | 3781.5554 | 62221.9019 | 3796.7972 |  | 350.9525 | 91.3751 | 611.5851 | 102.7306 | 745.9023 | 131.2939 | 876.8613 | 160.0916 | 1017.1356 | 189.0638 | 1294.0561 | 218.7966 | 1840.5964 | 249.0061 | 2400.9331 | 279.7266 | 2955.51 | 311.2015 | 3609.2744 | 342.8644 | 5245.8961 | 375.0779 | 9331.5454 | 608.8817 | 13410.6008 | 837.7707 | 17480.262 | 1065.1237 | 21492.5009 | 1291.0524 | 25424.4904 | 1514.891 | 29365.8369 | 1737.8688 | 33328.1314 | 1960.8368 | 37281.1231 | 2181.4183 | 41219.3229 | 2400.9728 | 44979.1764 | 2621.1683 | 48409.8147 | 2838.6205 | 51848.9981 | 3056.5931 | 55276.5412 | 3272.2344 | 58706.0695 | 3487.4151 | 61499.0823 | 3701.6417 | 61717.8349 | 3717.7393 | 61943.699 | 3733.6527 | 62137.9751 | 3749.3859 | 62377.2098 | 3764.9484 | 62630.4847 | 3780.3422 | 62873.2122 | 3795.5731
Leyland |  | 266.2537 | 48.6711 | 468.5541 | 54.9449 | 544.4162 | 70.4967 | 624.5893 | 86.5795 | 714.1101 | 102.8253 | 882.8578 | 119.496 | 1204.934 | 136.4575 | 1544.9194 | 153.7313 | 1877.7806 | 171.3679 | 2318.8766 | 189.2427 | 2979.4328 | 207.5833 | 3749.5727 | 225.4678 | 4513.4385 | 240.4999 | 5269.1712 | 255.4545 | 5964.9664 | 270.4148 | 6573.7966 | 285.2066 | 7197.4276 | 413.0571 | 7843.632 | 541.188 | 8344.6015 | 669.878 | 8809.4953 | 798.2697 | 9229.6251 | 927.0529 | 9562.8815 | 1055.6973 | 9913.9043 | 1184.88 | 10272.9705 | 1314.0787 | 10633.0523 | 1443.3986 | 10974.0949 | 1572.8441 | 11239.8139 | 1702.4087 | 11502.6634 | 1832.0862 | 11762.4413 | 1961.8695 | 12023.5274 | 2091.7548 | 12291.2173 | 2221.735 | 12551.6952 | 2236.6892 |  | 266.2537 | 48.6711 | 275.123 | 54.9449 | 285.8371 | 62.8621 | 295.5233 | 71.2767 | 306.7704 | 79.9792 | 395.698 | 88.0297 | 720.1656 | 94.0311 | 1060.8145 | 103.7142 | 1392.8219 | 113.7367 | 1832.3516 | 123.8748 | 2470.113 | 134.3882 | 3156.4484 | 146.0959 | 3837.4447 | 154.1057 | 4509.7186 | 162.0785 | 5122.1643 | 170.0663 | 5664.3603 | 177.9605 | 6251.0541 | 185.7397 | 6834.9606 | 193.5085 | 7417.2954 | 201.339 | 7986.7523 | 208.9689 | 8451.423 | 216.6188 | 8645.1927 | 224.161 | 8842.2166 | 231.7484 | 9034.1733 | 239.2703 | 9225.3548 | 246.753 | 9463.3704 | 254.2022 | 9703.4303 | 261.6173 | 9939.5057 | 269.0003 | 10171.5333 | 276.3527 | 10403.7092 | 283.6766 | 10616.1047 | 290.9722 | 10745.831 | 298.242 |  | 266.2537 | 48.6711 | 468.5541 | 54.9449 | 544.4162 | 63.8372 | 624.5893 | 73.3373 | 714.1101 | 83.1605 | 882.8578 | 92.581 | 1204.934 | 100.456 | 1544.9194 | 111.36 | 1877.7806 | 122.6362 | 2318.8766 | 134.05 | 2979.4328 | 145.8769 | 3749.5727 | 158.7251 | 4513.4385 | 169.6085 | 5269.1712 | 180.4737 | 5964.9664 | 191.3763 | 6573.7966 | 202.1922 | 7197.4276 | 212.898 | 7843.632 | 223.6094 | 8344.6015 | 234.4096 | 8809.4953 | 244.9954 | 9229.6251 | 255.6189 | 9562.8815 | 266.1317 | 9913.9043 | 276.7122 | 10272.9705 | 287.2293 | 10633.0523 | 297.7146 | 10974.0949 | 308.1706 | 11239.8139 | 318.5994 | 11502.6634 | 329.0024 | 11762.4413 | 339.3797 | 12023.5274 | 349.7328 | 12291.2173 | 360.0629 | 12551.6952 | 370.3703 |  | 266.2537 | 48.6711 | 573.9953 | 54.9449 | 723.2613 | 70.4967 | 872.0193 | 86.5795 | 1028.2292 | 102.8253 | 1267.0392 | 119.496 | 1594.677 | 136.4575 | 1958.3246 | 153.7313 | 2375.7899 | 171.3679 | 2902.0387 | 189.2427 | 3628.8994 | 207.5833 | 4405.3997 | 225.4678 | 5177.029 | 240.4999 | 5940.9274 | 255.4545 | 6648.2313 | 270.4148 | 7807.6687 | 285.2066 | 10576.8266 | 413.0571 | 13247.0905 | 541.188 | 15905.7418 | 669.878 | 18544.951 | 798.2697 | 21127.493 | 927.0529 | 23587.4689 | 1055.6973 | 26050.9872 | 1184.88 | 28423.9561 | 1314.0787 | 30792.9945 | 1443.3986 | 33163.831 | 1572.8441 | 35537.2458 | 1702.4087 | 37896.2172 | 1832.0862 | 40244.5581 | 1961.8695 | 42581.7503 | 2091.7548 | 44296.4376 | 2221.735 | 44543.1413 | 2236.6892 |  | 266.2537 | 48.6711 | 573.9953 | 54.9449 | 723.2613 | 70.4967 | 872.0193 | 86.5795 | 1028.2292 | 102.8253 | 1287.3614 | 119.5043 | 1696.2133 | 136.4841 | 2120.6879 | 153.7875 | 2538.1532 | 171.4661 | 3064.402 | 189.3961 | 4332.217 | 207.8056 | 7271.4283 | 338.2435 | 10203.1505 | 466.262 | 13125.3714 | 594.6406 | 15986.3859 | 723.5954 | 18758.7523 | 852.6717 | 21528.1235 | 981.6579 | 24201.4182 | 1111.0304 | 26865.7504 | 1241.2482 | 29522.0408 | 1370.7041 | 32121.3698 | 1500.705 | 34522.2559 | 1630.3752 | 36930.9497 | 1760.78 | 39332.3778 | 1891.1088 | 41734.2992 | 2021.5301 | 43393.9348 | 2152.0546 | 43628.2244 | 2167.7008 | 43865.3116 | 2183.2134 | 44088.4459 | 2198.5975 | 44330.978 | 2213.8611 | 44579.2798 | 2229.0079 | 44823.2147 | 2244.0434
Longsight |  | 205.2856 | 36.6158 | 309.4869 | 41.4373 | 352.5889 | 53.2779 | 392.9879 | 65.3847 | 438.1021 | 77.6683 | 528.2508 | 90.2862 | 709.3451 | 103.2358 | 900.6214 | 116.501 | 1087.7884 | 130.0992 | 1335.8681 | 144.0163 | 1713.0926 | 158.2781 | 2169.3072 | 172.404 | 2622.082 | 184.4235 | 3070.0303 | 196.3638 | 3483.0839 | 208.2579 | 3846.8062 | 220.0551 | 4218.1702 | 319.4864 | 4601.0984 | 419.3851 | 4957.0612 | 519.7507 | 5289.204 | 620.7494 | 5570.2138 | 722.1849 | 5784.7115 | 824.155 | 6019.534 | 926.3448 | 6257.3551 | 1029.4626 | 6495.4938 | 1132.9297 | 6716.6166 | 1236.9018 | 6871.2054 | 1341.3775 | 7023.3617 | 1446.3553 | 7172.9506 | 1551.8327 | 7323.8172 | 1657.8092 | 7480.5603 | 1764.2818 | 7631.1171 | 1779.6548 |  | 205.2856 | 36.6158 | 213.1018 | 41.4373 | 222.8133 | 47.5081 | 228.0731 | 53.8766 | 234.024 | 60.5129 | 283.3091 | 66.6647 | 464.9613 | 71.3381 | 656.1379 | 78.8486 | 842.4195 | 86.6493 | 1089.2173 | 94.6217 | 1447.3792 | 102.8656 | 1832.8121 | 112.1556 | 2215.4236 | 118.6517 | 2592.7984 | 125.0996 | 2935.3549 | 131.5214 | 3245.1826 | 137.8869 | 3616.9533 | 144.2751 | 4002.0331 | 150.5993 | 4359.4428 | 156.8903 | 4707.081 | 163.202 | 5007.4794 | 169.4818 | 5184.9415 | 175.7586 | 5364.5653 | 181.9717 | 5539.4886 | 188.264 | 5720.1019 | 194.5212 | 5956.7493 | 200.7771 | 6195.5855 | 207.0308 | 6430.5585 | 213.284 | 6661.4313 | 219.5375 | 6892.0129 | 225.7931 | 7102.6667 | 232.0507 | 7232.4649 | 238.3121 |  | 205.2856 | 36.6158 | 309.4869 | 41.4373 | 352.5889 | 48.245 | 392.9879 | 55.3842 | 438.1021 | 62.8146 | 528.2508 | 69.9503 | 709.3451 | 75.9992 | 900.6214 | 84.3911 | 1087.7884 | 93.1031 | 1335.8681 | 102.0139 | 1713.0926 | 111.2282 | 2169.3072 | 121.3692 | 2622.082 | 130.0616 | 3070.0303 | 138.7273 | 3483.0839 | 147.387 | 3846.8062 | 156.0042 | 4218.1702 | 164.6698 | 4601.0984 | 173.2826 | 4957.0612 | 181.8757 | 5289.204 | 190.513 | 5570.2138 | 199.1301 | 5784.7115 | 207.762 | 6019.534 | 216.3349 | 6257.3551 | 225.0183 | 6495.4938 | 233.6775 | 6716.6166 | 242.3487 | 6871.2054 | 251.0338 | 7023.3617 | 259.7336 | 7172.9506 | 268.4483 | 7323.8172 | 277.1789 | 7480.5603 | 285.9263 | 7631.1171 | 294.6906 |  | 205.2856 | 36.6158 | 363.9822 | 41.4373 | 448.5963 | 53.2779 | 523.6104 | 65.3847 | 602.3922 | 77.6683 | 727.0449 | 90.2862 | 910.9236 | 103.2358 | 1121.6367 | 116.501 | 1380.3407 | 130.0992 | 1700.6002 | 144.0163 | 2133.4653 | 158.2781 | 2594.3694 | 172.404 | 3053.5057 | 184.4235 | 3508.7546 | 196.3638 | 3930.8757 | 208.2579 | 4716.0056 | 220.0551 | 6738.0443 | 319.4864 | 8752.9205 | 419.3851 | 10754.1007 | 519.7507 | 12735.4976 | 620.7494 | 14675.4181 | 722.1849 | 16519.4856 | 824.155 | 18362.4253 | 926.3448 | 20131.233 | 1029.4626 | 21897.6508 | 1132.9297 | 23667.1117 | 1236.9018 | 25439.3755 | 1341.3775 | 27200.6606 | 1446.3553 | 28953.8622 | 1551.8327 | 30699.9118 | 1657.8092 | 32038.6536 | 1764.2818 | 32184.7569 | 1779.6548 |  | 205.2856 | 36.6158 | 363.9822 | 41.4373 | 448.5963 | 53.2779 | 523.6104 | 65.3847 | 602.3922 | 77.6683 | 744.3078 | 90.2879 | 997.2075 | 103.2414 | 1259.6561 | 116.5129 | 1518.3601 | 130.12 | 1838.6196 | 144.0489 | 2685.0483 | 158.3255 | 4799.6152 | 258.3867 | 6910.1528 | 357.1347 | 9015.0443 | 456.4934 | 11084.1473 | 556.4653 | 13102.7018 | 656.8571 | 15123.4778 | 758.0048 | 17135.182 | 859.4445 | 19144.5219 | 961.2751 | 21138.3049 | 1063.8173 | 23089.0143 | 1166.7205 | 24881.155 | 1270.162 | 26677.3488 | 1373.6726 | 28467.7068 | 1478.3121 | 30259.055 | 1583.2173 | 31672.5007 | 1688.6204 | 31803.5028 | 1704.1329 | 31938.0283 | 1719.6175 | 32057.7042 | 1735.0759 | 32198.8633 | 1750.5121 | 32346.657 | 1765.9269 | 32489.7987 | 1781.3226
Lower Darwen |  | 169.2567 | 49.4668 | 260.8587 | 55.5411 | 297.8619 | 70.9401 | 335.5598 | 86.9915 | 377.9634 | 103.1828 | 454.0552 | 119.6994 | 599.1065 | 136.4853 | 752.3529 | 153.4491 | 902.4023 | 170.6738 | 1101.0154 | 188.312 | 1411.8646 | 206.1055 | 1813.4287 | 223.5281 | 2212.3339 | 238.044 | 2607.4667 | 252.5938 | 2974.8927 | 266.8635 | 3303.2993 | 281.1298 | 3638.0209 | 406.9157 | 3982.2017 | 532.6135 | 4318.5397 | 658.2544 | 4657.2516 | 783.7998 | 4967.6109 | 909.2107 | 5181.3224 | 1035.155 | 5396.0668 | 1160.1886 | 5602.3964 | 1285.287 | 5810.1501 | 1410.2139 | 6002.0421 | 1534.9336 | 6130.8931 | 1659.4304 | 6257.3473 | 1783.6901 | 6381.1853 | 1907.6977 | 6506.1437 | 2031.4425 | 6636.7299 | 2154.9112 | 6761.1098 | 2166.5851 |  | 169.2567 | 49.4668 | 175.5652 | 55.5411 | 183.2983 | 63.2575 | 189.4165 | 71.5276 | 196.6461 | 80.0746 | 238.4996 | 87.9048 | 385.1301 | 93.695 | 538.7935 | 103.0796 | 688.1536 | 112.7462 | 885.6073 | 122.6549 | 1171.8909 | 132.7458 | 1480.3366 | 144.0798 | 1786.0775 | 151.7192 | 2088.1026 | 159.3979 | 2362.3553 | 166.9166 | 2620.3766 | 174.4508 | 2950.3443 | 181.9637 | 3287.5151 | 189.3815 | 3629.8898 | 196.7392 | 3972.5476 | 204.0311 | 4275.9378 | 211.2579 | 4476.6059 | 218.566 | 4680.7048 | 225.6471 | 4879.4909 | 232.7183 | 5080.3301 | 239.7342 | 5273.2498 | 246.6947 | 5467.7546 | 253.5988 | 5658.837 | 260.4487 | 5846.3975 | 267.2456 | 6034.0271 | 273.9916 | 6204.7477 | 280.6869 | 6305.2835 | 287.3337 |  | 169.2567 | 49.4668 | 260.8587 | 55.5411 | 297.8619 | 64.2388 | 335.5598 | 73.6863 | 377.9634 | 83.4497 | 454.0552 | 92.7386 | 599.1065 | 100.4765 | 752.3529 | 111.1556 | 902.4023 | 122.1395 | 1101.0154 | 133.3907 | 1411.8646 | 144.8384 | 1813.4287 | 157.3596 | 2212.3339 | 167.8765 | 2607.4667 | 178.4527 | 2974.8927 | 188.863 | 3303.2993 | 199.3021 | 3638.0209 | 209.7327 | 3982.2017 | 220.0666 | 4318.5397 | 230.3421 | 4657.2516 | 240.5545 | 4967.6109 | 250.6993 | 5181.3224 | 260.9532 | 5396.0668 | 270.9458 | 5602.3964 | 280.936 | 5810.1501 | 290.87 | 6002.0421 | 300.7427 | 6130.8931 | 310.5562 | 6257.3473 | 320.3115 | 6381.1853 | 330.0087 | 6506.1437 | 339.6488 | 6636.7299 | 349.2332 | 6761.1098 | 358.7619 |  | 169.2567 | 49.4668 | 308.3446 | 55.5411 | 380.5321 | 70.9401 | 449.4807 | 86.9915 | 522.9548 | 103.1828 | 634.1382 | 119.6994 | 783.6759 | 136.4853 | 962.5728 | 153.4491 | 1207.3491 | 170.6738 | 1501.1209 | 188.312 | 1885.0483 | 206.1055 | 2291.6104 | 223.5281 | 2697.0496 | 238.044 | 3098.997 | 252.5938 | 3476.3371 | 266.8635 | 4406.4287 | 281.1298 | 7113.1674 | 406.9157 | 9849.5656 | 532.6135 | 12597.3283 | 658.2544 | 15332.5787 | 783.7998 | 18010.8185 | 909.2107 | 20557.6746 | 1035.155 | 23101.1187 | 1160.1886 | 25542.195 | 1285.287 | 27977.9038 | 1410.2139 | 30414.3434 | 1534.9336 | 32852.7072 | 1659.4304 | 35274.6066 | 1783.6901 | 37684.3891 | 1907.6977 | 40082.2025 | 2031.4425 | 41692.0886 | 2154.9112 | 41797.2487 | 2166.5851 |  | 169.2567 | 49.4668 | 308.3446 | 55.5411 | 380.5321 | 70.9401 | 449.4807 | 86.9915 | 522.9548 | 103.1828 | 657.1361 | 119.7158 | 898.5879 | 136.5378 | 1146.3342 | 153.5595 | 1391.1105 | 170.8658 | 1684.8823 | 188.6108 | 2662.5244 | 206.5369 | 5442.9941 | 335.7637 | 8219.4675 | 462.199 | 10990.5864 | 588.9906 | 13732.5868 | 715.4454 | 16433.7847 | 842.2079 | 19141.6612 | 969.1801 | 21886.6887 | 1095.9542 | 24635.367 | 1222.6584 | 27389.3204 | 1349.2359 | 30084.1821 | 1475.6356 | 32563.0448 | 1602.905 | 35045.1707 | 1728.7805 | 37517.0379 | 1854.8056 | 39988.4373 | 1980.6206 | 41373.6779 | 2106.1816 | 41471.6871 | 2119.077 | 41571.6482 | 2131.7337 | 41662.8456 | 2144.1608 | 41766.4606 | 2156.3698 | 41873.975 | 2168.368 | 41978.4899 | 2180.164
Lytham |  | 167.1864 | 33.0355 | 241.9149 | 37.2293 | 271.7576 | 47.7864 | 304.2255 | 58.5433 | 340.8081 | 69.4505 | 411.5883 | 80.517 | 557.4332 | 91.7923 | 711.5629 | 103.1616 | 862.4157 | 114.8754 | 1062.0562 | 126.6932 | 1360.6972 | 138.7324 | 1709.9033 | 150.5691 | 2056.5 | 160.4944 | 2399.4884 | 170.3641 | 2715.3355 | 179.9758 | 2992.6678 | 189.7189 | 3277.0529 | 274.799 | 3571.8404 | 359.5605 | 3844.3315 | 444.2484 | 4085.2234 | 529.5282 | 4276.8348 | 614.2107 | 4433.4934 | 698.8337 | 4625.5 | 783.2766 | 4841.807 | 868.2763 | 5058.4484 | 952.9869 | 5256.9696 | 1037.6791 | 5385.1042 | 1122.3541 | 5510.5094 | 1207.0131 | 5633.0716 | 1291.6563 | 5756.8852 | 1376.2857 | 5886.8168 | 1460.9008 | 6010.2535 | 1469.8533 |  | 167.1864 | 33.0355 | 172.545 | 37.2293 | 178.8717 | 42.6113 | 185.0682 | 48.2432 | 192.2253 | 54.1182 | 233.866 | 59.4635 | 380.7657 | 63.4461 | 534.9582 | 69.8402 | 684.5184 | 76.5337 | 882.3278 | 83.2677 | 1168.9812 | 90.194 | 1477.8552 | 97.9859 | 1784.9227 | 103.294 | 2087.8459 | 108.5757 | 2363.6595 | 113.7031 | 2610.2142 | 118.9234 | 2901.6499 | 124.1427 | 3209.855 | 129.1666 | 3470.7038 | 134.1518 | 3718.0999 | 139.2736 | 3930.9538 | 144.1994 | 4055.5781 | 149.0917 | 4181.9646 | 153.9284 | 4306.1973 | 158.85 | 4431.5847 | 163.6905 | 4692.6037 | 168.5057 | 4960.4583 | 173.2951 | 5228.3305 | 178.0604 | 5496.3213 | 182.8027 | 5768.8099 | 187.5236 | 6023.7502 | 192.2235 | 6190.3305 | 196.904 |  | 167.1864 | 33.0355 | 241.9149 | 37.2293 | 271.7576 | 43.2723 | 304.2255 | 49.5892 | 340.8081 | 56.1684 | 411.5883 | 62.3815 | 557.4332 | 67.5748 | 711.5629 | 74.7282 | 862.4157 | 82.2084 | 1062.0562 | 89.7431 | 1360.6972 | 97.4927 | 1709.9033 | 105.9979 | 2056.5 | 113.186 | 2399.4884 | 120.3589 | 2715.3355 | 127.3714 | 2992.6678 | 134.4979 | 3277.0529 | 141.637 | 3571.8404 | 148.5641 | 3844.3315 | 155.4553 | 4085.2234 | 162.5165 | 4276.8348 | 169.358 | 4433.4934 | 176.1696 | 4625.5 | 182.9233 | 4841.807 | 189.7865 | 5058.4484 | 196.5626 | 5256.9696 | 203.3146 | 5385.1042 | 210.0444 | 5510.5094 | 216.753 | 5633.0716 | 223.4409 | 5756.8852 | 230.1093 | 5886.8168 | 236.7592 | 6010.2535 | 243.391 |  | 167.1864 | 33.0355 | 280.3811 | 37.2293 | 337.2042 | 47.7864 | 396.313 | 58.5433 | 459.5981 | 69.4505 | 560.102 | 80.517 | 710.2063 | 91.7923 | 877.0222 | 103.1616 | 1069.5822 | 114.8754 | 1311.758 | 126.6932 | 1644.3855 | 138.7324 | 2000.073 | 150.5691 | 2355.1661 | 160.4944 | 2707.8623 | 170.3641 | 3035.636 | 179.9758 | 3618.3219 | 189.7189 | 5082.7514 | 274.799 | 6553.4999 | 359.5605 | 7991.4362 | 444.2484 | 9409.704 | 529.5282 | 10799.6766 | 614.2107 | 12126.2227 | 698.8337 | 13465.0368 | 783.2766 | 14755.5104 | 868.2763 | 16047.8517 | 952.9869 | 17346.434 | 1037.6791 | 18650.9198 | 1122.3541 | 19950.8614 | 1207.0131 | 21248.5618 | 1291.6563 | 22544.0136 | 1376.2857 | 23980.901 | 1460.9008 | 24147.616 | 1469.8533 |  | 167.1864 | 33.0355 | 280.3811 | 37.2293 | 337.2042 | 47.7864 | 396.313 | 58.5433 | 459.5981 | 69.4505 | 569.6148 | 80.5181 | 757.7543 | 91.7962 | 953.0811 | 103.1696 | 1145.6411 | 114.8895 | 1387.8169 | 126.7153 | 2014.197 | 138.7643 | 3544.3503 | 225.6425 | 5071.8918 | 310.7638 | 6595.5718 | 396.0042 | 8091.8241 | 480.8326 | 9549.4319 | 566.2239 | 11012.5607 | 651.8811 | 12477.1052 | 736.727 | 13925.9744 | 821.4946 | 15353.2352 | 907.325 | 16759.1272 | 992.1014 | 18059.9459 | 1076.8173 | 19367.6011 | 1161.2921 | 20674.2189 | 1246.6008 | 21985.0975 | 1331.4864 | 23876.3926 | 1416.3503 | 24020.2862 | 1425.5811 | 24171.9346 | 1434.7538 | 24292.7599 | 1443.8704 | 24458.367 | 1452.9346 | 24638.9244 | 1461.9476 | 24807.8499 | 1470.9117
Moss Nook |  | 311.5334 | 52.753 | 470.7889 | 59.4906 | 536.1734 | 76.3031 | 601.6579 | 93.4874 | 675.1488 | 110.8416 | 812.4053 | 128.5862 | 1084.0906 | 146.6755 | 1371.0336 | 165.1041 | 1651.8315 | 183.8658 | 2023.8115 | 203.0278 | 2588.7963 | 222.618 | 3270.8759 | 241.832 | 3947.8354 | 257.942 | 4617.5835 | 273.9586 | 5235.1354 | 289.9322 | 5779.0361 | 305.7592 | 6334.4968 | 442.9928 | 6907.4395 | 580.4006 | 7429.9846 | 718.0771 | 7918.3898 | 856.0025 | 8339.5526 | 994.1405 | 8659.2445 | 1132.5952 | 9006.9942 | 1271.2681 | 9366.3872 | 1410.1191 | 9726.0005 | 1549.2282 | 10059.1742 | 1688.5629 | 10290.6245 | 1828.1216 | 10518.561 | 1967.9031 | 10742.7964 | 2107.9042 | 10969.2422 | 2248.1253 | 11204.9401 | 2388.5627 | 11431.514 | 2405.4152 |  | 311.5334 | 52.753 | 323.2159 | 59.4906 | 337.6494 | 68.0397 | 348.3533 | 77.0187 | 360.7953 | 86.3293 | 438.1196 | 94.8996 | 712.5308 | 101.2978 | 1000.2684 | 111.6707 | 1279.8126 | 122.3722 | 1649.6798 | 133.293 | 2186.2361 | 144.5673 | 2764.0389 | 157.1957 | 3337.4377 | 165.8163 | 3903.2319 | 174.3902 | 4416.8786 | 182.9489 | 4881.5286 | 191.4284 | 5434.6904 | 199.8796 | 6004.4081 | 208.2423 | 6538.1115 | 216.5719 | 7057.3235 | 224.8606 | 7502.9896 | 233.1049 | 7759.8636 | 241.3301 | 8020.848 | 249.5158 | 8275.8597 | 257.6577 | 8532.3539 | 265.7733 | 8888.3978 | 273.8606 | 9247.9195 | 281.9189 | 9601.7611 | 289.9506 | 9950.2135 | 297.9573 | 10299.4984 | 305.9413 | 10619.9382 | 313.9031 | 10818.1422 | 321.8452 |  | 311.5334 | 52.753 | 470.7889 | 59.4906 | 536.1734 | 69.0951 | 601.6579 | 79.1886 | 675.1488 | 89.6437 | 812.4053 | 99.6237 | 1084.0906 | 107.9782 | 1371.0336 | 119.5982 | 1651.8315 | 131.5802 | 2023.8115 | 143.8146 | 2588.7963 | 156.4424 | 3270.8759 | 170.2452 | 3947.8354 | 181.9093 | 4617.5835 | 193.5465 | 5235.1354 | 205.1891 | 5779.0361 | 216.7626 | 6334.4968 | 228.3275 | 6907.4395 | 239.8114 | 7429.9846 | 251.2758 | 7918.3898 | 262.7141 | 8339.5526 | 274.1172 | 8659.2445 | 285.5169 | 9006.9942 | 296.8869 | 9366.3872 | 308.2216 | 9726.0005 | 319.543 | 10059.1742 | 330.8436 | 10290.6245 | 342.1261 | 10518.561 | 353.3921 | 10742.7964 | 364.642 | 10969.2422 | 375.8773 | 11204.9401 | 387.0996 | 11431.514 | 398.3094 |  | 311.5334 | 52.753 | 553.8177 | 59.4906 | 681.7071 | 76.3031 | 801.6811 | 93.4874 | 929.2353 | 110.8416 | 1126.728 | 128.5862 | 1405.3966 | 146.6755 | 1721.7899 | 165.1041 | 2108.4738 | 183.8658 | 2587.2481 | 203.0278 | 3235.2681 | 222.618 | 3925.6433 | 241.832 | 4612.6329 | 257.942 | 5293.6832 | 273.9586 | 5925.844 | 289.9322 | 7058.0675 | 305.7592 | 9909.1565 | 442.9928 | 12736.4647 | 580.4006 | 15540.2761 | 718.0771 | 18315.3351 | 856.0025 | 21031.3849 | 994.1405 | 23619.817 | 1132.5952 | 26203.5366 | 1271.2681 | 28688.317 | 1410.1191 | 31171.6412 | 1549.2282 | 33660.4353 | 1688.5629 | 36154.8748 | 1828.1216 | 38636.7721 | 1967.9031 | 41109.5621 | 2107.9042 | 43573.5921 | 2248.1253 | 45657.747 | 2388.5627 | 45902.2596 | 2405.4152 |  | 311.5334 | 52.753 | 553.8177 | 59.4906 | 681.7071 | 76.3031 | 801.6811 | 93.4874 | 929.2353 | 110.8416 | 1152.1623 | 128.59 | 1532.4907 | 146.6877 | 1925.0436 | 165.1298 | 2311.7275 | 183.9107 | 2790.5019 | 203.0978 | 4013.56 | 222.7194 | 7002.7293 | 362.5115 | 9985.8854 | 499.6183 | 12960.8568 | 637.0479 | 15882.6636 | 774.9242 | 18729.4926 | 912.9684 | 21578.6858 | 1051.3855 | 24400.5206 | 1189.8346 | 27214.5741 | 1328.5703 | 30006.8361 | 1467.5495 | 32731.1576 | 1606.7139 | 35242.4826 | 1746.2317 | 37763.5568 | 1885.9431 | 40278.6055 | 2025.7951 | 42796.9011 | 2165.9076 | 45143.7774 | 2306.2338 | 45365.0876 | 2323.5322 | 45593.3086 | 2340.7402 | 45791.4612 | 2357.8613 | 46032.4577 | 2374.902 | 46287.2074 | 2391.8646 | 46531.2455 | 2408.7531
Moss Nook Primary |  | 33.157 | 6.7801 | 49.1099 | 7.6574 | 55.8189 | 9.834 | 63.2182 | 12.0314 | 71.6067 | 14.2503 | 85.0061 | 16.5184 | 110.6102 | 18.8285 | 137.6591 | 21.1852 | 164.1308 | 23.586 | 199.1743 | 26.0384 | 252.6674 | 28.5431 | 318.1544 | 31.0064 | 383.1754 | 33.0739 | 447.5121 | 35.1288 | 506.8808 | 37.167 | 559.3263 | 39.1969 | 612.8224 | 56.8023 | 667.9027 | 74.4263 | 717.8667 | 92.1013 | 765.5306 | 109.8074 | 808.9022 | 127.5466 | 840.956 | 145.3568 | 877.0702 | 163.1818 | 914.5684 | 181.0642 | 952.1722 | 198.9888 | 986.6208 | 216.9589 | 1009.1955 | 234.9751 | 1031.385 | 253.0382 | 1053.1543 | 271.1485 | 1075.2114 | 289.307 | 1098.3961 | 307.5137 | 1120.5096 | 309.8235 |  | 33.157 | 6.7801 | 34.4701 | 7.6574 | 36.0944 | 8.769 | 37.8303 | 9.9215 | 39.9049 | 11.1188 | 48.0817 | 12.2212 | 74.4479 | 13.0427 | 101.8227 | 14.3784 | 128.241 | 15.757 | 163.0697 | 17.1636 | 213.5364 | 18.6135 | 267.9489 | 20.2413 | 321.8588 | 21.3544 | 375.104 | 22.461 | 423.3437 | 23.5586 | 467.4135 | 24.6524 | 520.4178 | 25.7477 | 574.3356 | 26.8277 | 626.5171 | 27.9078 | 677.5344 | 28.9807 | 721.1706 | 30.0482 | 746.5594 | 31.1188 | 772.6154 | 32.18 | 798.2334 | 33.241 | 824.8602 | 34.2988 | 862.7121 | 35.3542 | 900.6363 | 36.4073 | 937.6671 | 37.4584 | 973.9045 | 38.5076 | 1010.1199 | 39.5554 | 1043.0912 | 40.6017 | 1062.5856 | 41.6469 |  | 33.157 | 6.7801 | 49.1099 | 7.6574 | 55.8189 | 8.905 | 63.2182 | 10.1912 | 71.6067 | 11.525 | 85.0061 | 12.7979 | 110.6102 | 13.861 | 137.6591 | 15.3462 | 164.1308 | 16.8789 | 199.1743 | 18.4443 | 252.6674 | 20.0584 | 318.1544 | 21.8279 | 383.1754 | 23.3248 | 447.5121 | 24.8178 | 506.8808 | 26.3036 | 559.3263 | 27.788 | 612.8224 | 29.277 | 667.9027 | 30.7516 | 717.8667 | 32.2289 | 765.5306 | 33.7008 | 808.9022 | 35.1688 | 840.956 | 36.6431 | 877.0702 | 38.1088 | 914.5684 | 39.5767 | 952.1722 | 41.0433 | 986.6208 | 42.5092 | 1009.1955 | 43.9747 | 1031.385 | 45.4401 | 1053.1543 | 46.9054 | 1075.2114 | 48.3709 | 1098.3961 | 49.8369 | 1120.5096 | 51.3032 |  | 33.157 | 6.7801 | 57.3873 | 7.6574 | 70.4768 | 9.834 | 83.6531 | 12.0314 | 98.0246 | 14.2503 | 119.2822 | 16.5184 | 146.2427 | 18.8285 | 176.5274 | 21.1852 | 214.3708 | 23.586 | 260.897 | 26.0384 | 323.3398 | 28.5431 | 389.8058 | 31.0064 | 455.9988 | 33.0739 | 521.6933 | 35.1288 | 582.809 | 37.167 | 728.1622 | 39.1969 | 1146.8252 | 56.8023 | 1568.4022 | 74.4263 | 1990.0704 | 92.1013 | 2409.0716 | 109.8074 | 2819.291 | 127.5466 | 3211.28 | 145.3568 | 3606.7733 | 163.1818 | 3986.8341 | 181.0642 | 4366.3246 | 198.9888 | 4746.1858 | 216.9589 | 5126.6445 | 234.9751 | 5504.9838 | 253.0382 | 5881.6805 | 271.1485 | 6256.9944 | 289.307 | 6538.7417 | 307.5137 | 6562.0348 | 309.8235 |  | 33.157 | 6.7801 | 57.3873 | 7.6574 | 70.4768 | 9.834 | 83.6531 | 12.0314 | 98.0246 | 14.2503 | 122.0022 | 16.518 | 159.8378 | 18.8272 | 198.2745 | 21.1825 | 236.1179 | 23.5812 | 282.6441 | 26.0309 | 436.4828 | 28.5322 | 868.3056 | 46.4303 | 1299.4699 | 63.9822 | 1729.7521 | 81.5704 | 2154.877 | 99.1828 | 2572.861 | 116.838 | 2991.6676 | 134.5658 | 3414.4371 | 152.2797 | 3836.7633 | 170.0572 | 4258.6987 | 187.8574 | 4674.362 | 205.6869 | 5058.9897 | 223.6048 | 5445.0133 | 241.5221 | 5829.8572 | 259.5043 | 6214.8848 | 277.5281 | 6487.7192 | 295.5978 | 6509.3558 | 297.913 | 6531.714 | 300.2258 | 6551.2409 | 302.5364 | 6574.8728 | 304.8451 | 6599.9231 | 307.1521 | 6623.8125 | 309.4574
Nelson |  | 101.651 | 46.267 | 151.7917 | 52.0007 | 172.6975 | 66.4851 | 193.6206 | 80.9044 | 217.2585 | 95.3634 | 257.8849 | 110.0031 | 333.9018 | 124.6549 | 414.2181 | 139.5933 | 492.9257 | 154.5421 | 597.0119 | 169.674 | 766.2318 | 184.9752 | 1002.3076 | 199.6617 | 1237.0391 | 211.9046 | 1469.7682 | 223.9745 | 1687.7815 | 235.8935 | 1885.3918 | 247.619 | 2086.1923 | 356.773 | 2291.708 | 465.966 | 2513.8814 | 574.0397 | 2748.0871 | 681.4438 | 2967.4781 | 788.1593 | 3108.9145 | 894.2027 | 3243.5479 | 1000.5481 | 3365.2895 | 1104.9977 | 3488.4879 | 1209.3006 | 3601.4443 | 1312.9934 | 3672.8078 | 1416.0851 | 3742.5709 | 1518.5845 | 3810.5485 | 1620.4981 | 3879.2426 | 1721.8351 | 3951.6998 | 1822.6008 | 4019.9034 | 1828.6849 |  | 101.651 | 46.267 | 105.6184 | 52.0007 | 110.5146 | 59.2849 | 114.2633 | 66.7095 | 118.7743 | 74.3924 | 141.3956 | 81.3631 | 218.431 | 86.3205 | 299.0446 | 94.7051 | 377.409 | 103.2009 | 480.8741 | 111.7932 | 630.7695 | 120.5693 | 792.306 | 130.2791 | 952.1963 | 136.7517 | 1110.2643 | 143.1371 | 1253.5218 | 149.4484 | 1395.1848 | 155.659 | 1595.5324 | 161.6385 | 1801.3614 | 167.8768 | 2018.529 | 173.8521 | 2239.7068 | 179.7565 | 2442.3002 | 185.5841 | 2595.6137 | 191.3377 | 2751.6398 | 197.2103 | 2903.3593 | 202.7591 | 3056.9944 | 208.3346 | 3173.8471 | 213.8475 | 3291.1737 | 219.298 | 3406.0346 | 224.6887 | 3518.2548 | 230.0214 | 3630.1362 | 235.2987 | 3731.1797 | 240.5215 | 3788.4715 | 245.6921 |  | 101.651 | 46.267 | 151.7917 | 52.0007 | 172.6975 | 60.2046 | 193.6206 | 68.5302 | 217.2585 | 77.1256 | 257.8849 | 85.2262 | 333.9018 | 91.7673 | 414.2181 | 101.1187 | 492.9257 | 110.5952 | 597.0119 | 120.1885 | 766.2318 | 129.9893 | 1002.3076 | 140.5581 | 1237.0391 | 149.4422 | 1469.7682 | 158.2337 | 1687.7815 | 166.9451 | 1885.3918 | 175.5451 | 2086.1923 | 183.8881 | 2291.708 | 192.529 | 2513.8814 | 200.873 | 2748.0871 | 209.1406 | 2967.4781 | 217.3214 | 3108.9145 | 225.4204 | 3243.5479 | 233.664 | 3365.2895 | 241.5287 | 3488.4879 | 249.4297 | 3601.4443 | 257.2575 | 3672.8078 | 265.015 | 3742.5709 | 272.7044 | 3810.5485 | 280.3266 | 3879.2426 | 287.8837 | 3951.6998 | 295.3777 | 4019.9034 | 302.8094 |  | 101.651 | 46.267 | 177.737 | 52.0007 | 218.5491 | 66.4851 | 256.5756 | 80.9044 | 297.4561 | 95.3634 | 358.359 | 110.0031 | 437.4545 | 124.6549 | 538.1129 | 139.5933 | 692.7115 | 154.5421 | 873.0804 | 169.674 | 1100.4216 | 184.9752 | 1339.6026 | 199.6617 | 1578.8216 | 211.9046 | 1816.5359 | 223.9745 | 2041.2816 | 235.8935 | 2709.3473 | 247.619 | 4770.9253 | 356.773 | 6875.7807 | 465.966 | 8997.1297 | 574.0397 | 11111.4958 | 681.4438 | 13181.7726 | 788.1593 | 15149.0495 | 894.2027 | 17110.1493 | 1000.5481 | 18990.2005 | 1104.9977 | 20865.0254 | 1209.3006 | 22739.52 | 1312.9934 | 24614.7076 | 1416.0851 | 26475.9831 | 1518.5845 | 28326.6584 | 1620.4981 | 30167.9362 | 1721.8351 | 31299.3008 | 1822.6008 | 31343.3197 | 1828.6849 |  | 101.651 | 46.267 | 177.737 | 52.0007 | 218.5491 | 66.4851 | 256.5756 | 80.9044 | 297.4561 | 95.3634 | 376.8745 | 110.001 | 529.9681 | 124.6485 | 686.0532 | 139.5797 | 840.6518 | 154.5185 | 1021.0207 | 169.6372 | 1713.8185 | 184.9221 | 3814.2553 | 299.0168 | 5912.2264 | 409.991 | 8006.8745 | 520.1594 | 10085.5217 | 629.6073 | 12142.245 | 738.2413 | 14205.406 | 845.3733 | 16319.3737 | 953.5918 | 18439.6318 | 1060.1518 | 20568.9856 | 1166.0784 | 22650.8292 | 1271.323 | 24563.0641 | 1375.9066 | 26476.3206 | 1481.2659 | 28380.5842 | 1584.1102 | 30283.4643 | 1687.0435 | 31125.56 | 1789.3763 | 31167.7482 | 1795.865 | 31210.3121 | 1802.2654 | 31250.9351 | 1808.5792 | 31294.2472 | 1814.8103 | 31338.342 | 1820.9598 | 31381.8622 | 1827.0298
New Mills |  | 88.8562 | 21.2742 | 134.9068 | 23.9131 | 153.2392 | 30.6088 | 170.4285 | 37.3048 | 189.8445 | 44.0435 | 227.6688 | 50.8375 | 298.8544 | 57.7708 | 373.8741 | 64.7397 | 447.6132 | 71.8771 | 544.9179 | 79.1423 | 700.044 | 86.4428 | 909.0803 | 93.5867 | 1116.8299 | 99.5142 | 1322.7355 | 105.491 | 1515.1818 | 111.3199 | 1688.8574 | 117.0802 | 1865.7516 | 169.2073 | 2047.3708 | 220.9568 | 2236.4314 | 272.7403 | 2434.2492 | 324.4102 | 2616.9254 | 375.9584 | 2735.7736 | 427.3939 | 2850.2244 | 478.6506 | 2962.0211 | 529.8767 | 3074.3119 | 580.9714 | 3176.4955 | 631.9652 | 3240.2311 | 682.8619 | 3302.4906 | 733.6655 | 3363.138 | 784.3788 | 3424.4217 | 835.0058 | 3489.0656 | 885.5486 | 3549.9434 | 890.1944 |  | 88.8562 | 21.2742 | 91.8996 | 23.9131 | 95.5132 | 27.2939 | 97.2984 | 30.7668 | 99.5719 | 34.3732 | 118.6709 | 37.6245 | 189.1925 | 40.0346 | 263.7328 | 43.9592 | 336.6838 | 48.0434 | 433.169 | 52.1966 | 572.8804 | 56.4033 | 723.3325 | 61.1306 | 872.2962 | 64.2914 | 1019.5201 | 67.4922 | 1153.2481 | 70.6058 | 1282.643 | 73.6839 | 1456.3607 | 76.7497 | 1633.8102 | 79.6992 | 1822.1093 | 82.6992 | 2013.4026 | 85.6774 | 2186.1954 | 88.6312 | 2308.9569 | 91.562 | 2432.833 | 94.4569 | 2552.3901 | 97.3461 | 2666.8278 | 100.2091 | 2768.7917 | 103.0529 | 2870.2557 | 105.8774 | 2968.9595 | 108.6839 | 3064.8966 | 111.4729 | 3160.3002 | 114.2458 | 3246.7311 | 117.0027 | 3296.4571 | 119.7448 |  | 88.8562 | 21.2742 | 134.9068 | 23.9131 | 153.2392 | 27.7173 | 170.4285 | 31.5991 | 189.8445 | 35.6204 | 227.6688 | 39.387 | 298.8544 | 42.5291 | 373.8741 | 46.8962 | 447.6132 | 51.4375 | 544.9179 | 56.0604 | 700.044 | 60.7468 | 909.0803 | 65.8833 | 1116.8299 | 70.1807 | 1322.7355 | 74.5274 | 1515.1818 | 78.7826 | 1688.8574 | 83.002 | 1865.7516 | 87.2129 | 2047.3708 | 91.2955 | 2236.4314 | 95.4397 | 2434.2492 | 99.5641 | 2616.9254 | 103.6641 | 2735.7736 | 107.7421 | 2850.2244 | 111.7822 | 2962.0211 | 115.8196 | 3074.3119 | 119.8309 | 3176.4955 | 123.8222 | 3240.2311 | 127.795 | 3302.4906 | 131.7502 | 3363.138 | 135.6881 | 3424.4217 | 139.6095 | 3489.0656 | 143.5154 | 3549.9434 | 147.4061 |  | 88.8562 | 21.2742 | 158.6746 | 23.9131 | 194.4063 | 30.6088 | 226.5157 | 37.3048 | 260.6078 | 44.0435 | 312.7642 | 50.8375 | 385.5875 | 57.7708 | 477.2683 | 64.7397 | 611.0157 | 71.8771 | 768.8708 | 79.1423 | 970.6878 | 86.4428 | 1183.3277 | 93.5867 | 1395.9365 | 99.5142 | 1607.5623 | 105.491 | 1806.8022 | 111.3199 | 2190.0252 | 117.0802 | 3180.361 | 169.2073 | 4169.6507 | 220.9568 | 5163.8141 | 272.7403 | 6152.1406 | 324.4102 | 7118.0703 | 375.9584 | 8031.9763 | 427.3939 | 8920.5414 | 478.6506 | 9772.3089 | 529.8767 | 10621.6048 | 580.9714 | 11470.6243 | 631.9652 | 12320.103 | 682.8619 | 13162.7674 | 733.6655 | 14000.0696 | 784.3788 | 14832.7706 | 835.0058 | 15357.6912 | 885.5486 | 15404.6038 | 890.1944 |  | 88.8562 | 21.2742 | 158.6746 | 23.9131 | 194.4063 | 30.6088 | 226.5157 | 37.3048 | 260.6078 | 44.0435 | 327.2131 | 50.8359 | 457.7545 | 57.7656 | 592.6344 | 64.7288 | 726.3818 | 71.8582 | 884.237 | 79.1127 | 1289.7887 | 86.4 | 2317.0975 | 140.12 | 3342.528 | 192.4788 | 4365.4767 | 244.9051 | 5374.2393 | 296.9982 | 6363.3971 | 348.9072 | 7353.6309 | 400.7504 | 8342.5597 | 451.9619 | 9334.899 | 503.4434 | 10329.2608 | 554.8272 | 11279.682 | 606.092 | 12146.3833 | 657.25 | 13013.2755 | 708.2005 | 13876.0375 | 759.1638 | 14737.9489 | 809.9873 | 15176.0763 | 860.7146 | 15220.3404 | 865.4464 | 15264.923 | 870.1567 | 15307.3449 | 874.8459 | 15352.6676 | 879.5156 | 15398.7177 | 884.1655 | 15444.3117 | 888.7967
Orrell |  | 134.3175 | 17.348 | 210.4883 | 19.5207 | 241.7049 | 24.9867 | 273.0886 | 30.4879 | 308.4568 | 36.0208 | 369.6892 | 41.6349 | 484.1639 | 47.3145 | 605.0259 | 53.0882 | 723.3953 | 58.9219 | 880.132 | 64.8518 | 1118.9321 | 70.8724 | 1409.5961 | 76.7708 | 1698.1331 | 81.6557 | 1983.6181 | 86.5133 | 2246.9532 | 91.3008 | 2479.1444 | 96.057 | 2715.9724 | 138.831 | 2959.8536 | 181.5281 | 3169.53 | 224.1285 | 3374.3433 | 266.5935 | 3565.5686 | 309.024 | 3705.4113 | 351.3402 | 3857.0929 | 393.5553 | 4012.9625 | 435.6991 | 4169.3558 | 477.7564 | 4313.8327 | 519.7317 | 4413.0599 | 561.627 | 4510.7562 | 603.4445 | 4606.7742 | 645.1853 | 4703.7983 | 686.8517 | 4805.0379 | 728.4446 | 4902.0837 | 732.2772 |  | 134.3175 | 17.348 | 139.7174 | 19.5207 | 146.4492 | 22.2807 | 151.6352 | 25.1336 | 157.8444 | 28.0891 | 191.5055 | 30.779 | 307.7151 | 32.7434 | 429.229 | 35.9908 | 547.3335 | 39.3158 | 703.3828 | 42.6926 | 929.66 | 46.1546 | 1173.3652 | 50.0472 | 1414.6791 | 52.647 | 1653.0698 | 55.2361 | 1869.1954 | 57.787 | 2065.3601 | 60.3245 | 2292.0639 | 62.836 | 2517.3155 | 65.335 | 2751.1319 | 67.8105 | 2982.7054 | 70.2527 | 3177.6417 | 72.6902 | 3279.4845 | 75.1014 | 3383.1587 | 77.491 | 3483.9112 | 79.8654 | 3586.1902 | 82.2217 | 3717.8964 | 84.5617 | 3848.7944 | 86.8853 | 3975.6765 | 89.1935 | 4098.6565 | 91.4869 | 4220.5239 | 93.7663 | 4329.9939 | 96.0319 | 4391.3178 | 98.2848 |  | 134.3175 | 17.348 | 210.4883 | 19.5207 | 241.7049 | 22.6263 | 273.0886 | 25.8248 | 308.4568 | 29.132 | 369.6892 | 32.2571 | 484.1639 | 34.8315 | 605.0259 | 38.4561 | 723.3953 | 42.1664 | 880.132 | 45.9377 | 1118.9321 | 49.8048 | 1409.5961 | 54.0452 | 1698.1331 | 57.5863 | 1983.6181 | 61.12 | 2246.9532 | 64.6148 | 2479.1444 | 68.098 | 2715.9724 | 71.5563 | 2959.8536 | 75.0042 | 3169.53 | 78.429 | 3374.3433 | 81.8197 | 3565.5686 | 85.2081 | 3705.4113 | 88.5697 | 3857.0929 | 91.9093 | 4012.9625 | 95.2344 | 4169.3558 | 98.5418 | 4313.8327 | 101.8321 | 4413.0599 | 105.1064 | 4510.7562 | 108.3653 | 4606.7742 | 111.6093 | 4703.7983 | 114.8388 | 4805.0379 | 118.0545 | 4902.0837 | 121.2568 |  | 134.3175 | 17.348 | 250.1903 | 19.5207 | 311.785 | 24.9867 | 369.0493 | 30.4879 | 430.2517 | 36.0208 | 521.5205 | 41.6349 | 639.8452 | 47.3145 | 774.1578 | 53.0882 | 940.6283 | 58.9219 | 1145.8142 | 64.8518 | 1422.2136 | 70.8724 | 1716.2959 | 76.7708 | 2009.1757 | 81.6557 | 2299.4757 | 86.5133 | 2569.4112 | 91.3008 | 3154.828 | 96.057 | 4777.0678 | 138.831 | 6388.7057 | 181.5281 | 8010.8657 | 224.1285 | 9625.6832 | 266.5935 | 11206.4438 | 309.024 | 12713.0129 | 351.3402 | 14226.2736 | 393.5553 | 15680.5165 | 435.6991 | 17131.8242 | 477.7564 | 18583.6396 | 519.7317 | 20036.9553 | 561.627 | 21481.0033 | 603.4445 | 22918.0376 | 645.1853 | 24348.5056 | 686.8517 | 25328.6718 | 728.4446 | 25417.8936 | 732.2772 |  | 134.3175 | 17.348 | 250.1903 | 19.5207 | 311.785 | 24.9867 | 369.0493 | 30.4879 | 430.2517 | 36.0208 | 533.088 | 41.6346 | 697.6504 | 47.3136 | 866.6062 | 53.0862 | 1033.0767 | 58.9185 | 1238.2626 | 64.8464 | 1862.4689 | 70.8647 | 3547.1226 | 114.9992 | 5228.8277 | 158.0289 | 6906.5907 | 200.9801 | 8561.3748 | 243.7672 | 10183.9317 | 286.4861 | 11807.0735 | 329.09 | 13424.7051 | 371.6501 | 15047.2036 | 414.1089 | 16673.1907 | 456.4012 | 18270.0968 | 498.7019 | 19744.1918 | 540.8714 | 21221.9975 | 582.9345 | 22694.4893 | 624.9346 | 24166.8975 | 666.8479 | 25035.7699 | 708.6803 | 25120.556 | 712.6358 | 25206.913 | 716.5644 | 25286.6928 | 720.4667 | 25375.8944 | 724.3445 | 25468.2234 | 728.1979 | 25558.0438 | 732.0281
Padiham |  | 191.9389 | 58.5818 | 315.1093 | 65.9688 | 362.2835 | 84.4577 | 409.9562 | 103.4302 | 463.272 | 122.5573 | 565.3875 | 142.1179 | 758.1548 | 161.8337 | 961.6506 | 181.8478 | 1161.0898 | 202.2327 | 1424.9666 | 222.9674 | 1863.189 | 244.0695 | 2496.3728 | 264.8167 | 3125.8691 | 281.8643 | 3750.3742 | 298.9294 | 4338.5961 | 316.0194 | 4875.1677 | 332.6178 | 5420.5224 | 481.32 | 5979.0214 | 629.6248 | 6598.0089 | 778.0767 | 7260.2299 | 925.9422 | 7877.2049 | 1073.1373 | 8259.1997 | 1220.1055 | 8568.0022 | 1368.4565 | 8811.5561 | 1514.8027 | 9056.245 | 1661.441 | 9285.4086 | 1807.8172 | 9449.031 | 1953.9291 | 9609.9145 | 2099.7749 | 9767.9338 | 2245.351 | 9926.8096 | 2390.6578 | 10091.1388 | 2535.6912 | 10249.0383 | 2549.2476 |  | 191.9389 | 58.5818 | 198.126 | 65.9688 | 205.6216 | 75.3112 | 211.0306 | 85.1843 | 217.4144 | 95.4004 | 269.9041 | 104.805 | 462.4924 | 111.6606 | 665.3725 | 122.8621 | 863.5256 | 134.436 | 1125.9194 | 146.1977 | 1506.5755 | 158.2873 | 1916.4345 | 171.9015 | 2322.97 | 180.9415 | 2724.6779 | 190.0149 | 3090.4675 | 199.1218 | 3459.5734 | 207.9381 | 4001.7853 | 216.8506 | 4563.657 | 225.5643 | 5160.1012 | 234.3129 | 5773.0736 | 242.8617 | 6343.1643 | 251.242 | 6791.7922 | 259.5762 | 7247.6898 | 268.1761 | 7690.6437 | 276.3565 | 8121.8555 | 284.5809 | 8317.8561 | 292.7461 | 8518.268 | 300.8512 | 8717.5559 | 308.8995 | 8915.2415 | 316.8925 | 9114.4875 | 324.8333 | 9297.5361 | 332.7223 | 9408.4284 | 340.5627 |  | 191.9389 | 58.5818 | 315.1093 | 65.9688 | 362.2835 | 76.4794 | 409.9562 | 87.6107 | 463.272 | 99.1188 | 565.3875 | 110.1076 | 758.1548 | 119.1372 | 961.6506 | 131.727 | 1161.0898 | 144.7241 | 1424.9666 | 157.9389 | 1863.189 | 171.5172 | 2496.3728 | 186.426 | 3125.8691 | 198.7801 | 3750.3742 | 211.1879 | 4338.5961 | 223.6514 | 4875.1677 | 235.8035 | 5420.5224 | 248.0821 | 5979.0214 | 260.1499 | 6598.0089 | 272.2714 | 7260.2299 | 284.1791 | 7877.2049 | 295.8992 | 8259.1997 | 307.5775 | 8568.0022 | 319.5839 | 8811.5561 | 331.1032 | 9056.245 | 342.6879 | 9285.4086 | 354.2093 | 9449.031 | 365.6705 | 9609.9145 | 377.0734 | 9767.9338 | 388.4186 | 9926.8096 | 399.7081 | 10091.1388 | 410.9438 | 10249.0383 | 422.1264 |  | 191.9389 | 58.5818 | 379.1093 | 65.9688 | 471.4123 | 84.4577 | 560.0735 | 103.4302 | 653.3029 | 122.5573 | 795.6919 | 142.1179 | 992.2695 | 161.8337 | 1254.9324 | 181.8478 | 1679.2516 | 202.2327 | 2168.7935 | 222.9674 | 2778.097 | 244.0695 | 3417.1433 | 264.8167 | 4054.2023 | 281.8643 | 4687.3954 | 298.9294 | 5286.0202 | 316.0194 | 6179.278 | 332.6178 | 8112.0323 | 481.32 | 10017.875 | 629.6248 | 11916.6128 | 778.0767 | 13797.7635 | 925.9422 | 15630.7897 | 1073.1373 | 17361.3981 | 1220.1055 | 18949.4854 | 1368.4565 | 20464.4568 | 1514.8027 | 21977.4975 | 1661.441 | 23493.6802 | 1807.8172 | 25012.1884 | 1953.9291 | 26520.5958 | 2099.7749 | 28021.3054 | 2245.351 | 29514.8232 | 2390.6578 | 30705.5411 | 2535.6912 | 30849.7289 | 2549.2476 |  | 191.9389 | 58.5818 | 379.1093 | 65.9688 | 471.4123 | 84.4577 | 560.0735 | 103.4302 | 653.3029 | 122.5573 | 851.124 | 142.1245 | 1269.1392 | 161.8549 | 1697.5431 | 181.8924 | 2121.8623 | 202.3106 | 2611.4042 | 223.0889 | 3568.5033 | 244.2454 | 5598.178 | 397.099 | 7623.5351 | 546.1718 | 9643.1721 | 695.429 | 11625.5379 | 845.075 | 13554.9371 | 993.7113 | 15484.5987 | 1143.023 | 17374.6018 | 1291.5528 | 19264.2381 | 1440.5261 | 21153.8661 | 1588.5458 | 22867.0143 | 1735.6221 | 24402.3749 | 1882.5359 | 25941.4342 | 2031.655 | 27475.1643 | 2177.8661 | 29009.7592 | 2324.6184 | 30340.6989 | 2471.0917 | 30468.9215 | 2485.4554 | 30599.4787 | 2499.657 | 30715.2009 | 2513.702 | 30850.7889 | 2527.599 | 30991.5197 | 2541.3518 | 31128.5974 | 2554.9663
Peel |  | 92.1365 | 23.2459 | 149.0628 | 26.1771 | 171.1824 | 33.568 | 193.619 | 41.082 | 218.8703 | 48.6876 | 265.6138 | 56.3949 | 353.3755 | 64.2415 | 445.9639 | 72.1628 | 536.7606 | 80.2955 | 656.8505 | 88.5034 | 842.8796 | 96.8672 | 1078.3206 | 105.0811 | 1312.1237 | 111.956 | 1543.6808 | 118.7953 | 1758.7345 | 125.4602 | 1950.3172 | 132.2026 | 2145.8479 | 191.4155 | 2347.3148 | 250.3858 | 2533.023 | 309.2947 | 2720.2738 | 368.5362 | 2893.9269 | 427.4235 | 3014.4478 | 486.214 | 3136.7289 | 544.8567 | 3255.7097 | 603.8441 | 3375.0496 | 662.62 | 3485.2247 | 721.3605 | 3560.6695 | 780.0668 | 3634.8007 | 838.7401 | 3707.5056 | 897.3808 | 3780.8171 | 955.9905 | 3857.1785 | 1014.5693 | 3930.1962 | 1020.5909 |  | 92.1365 | 23.2459 | 95.3599 | 26.1771 | 99.2297 | 29.9327 | 102.108 | 33.856 | 105.5946 | 37.9433 | 130.0296 | 41.6552 | 218.1009 | 44.4114 | 310.673 | 48.8644 | 400.9129 | 53.5077 | 520.2578 | 58.182 | 693.2472 | 62.9922 | 879.5549 | 68.4014 | 1064.1827 | 72.0738 | 1246.5812 | 75.7305 | 1412.4391 | 79.2834 | 1566.458 | 82.8927 | 1754.5025 | 86.4975 | 1943.8289 | 89.9724 | 2141.6669 | 93.4255 | 2339.9893 | 96.9577 | 2512.2378 | 100.3755 | 2615.9328 | 103.7601 | 2721.0326 | 107.1049 | 2822.9715 | 110.5038 | 2925.3205 | 113.8477 | 3023.0109 | 117.1728 | 3120.517 | 120.4789 | 3215.4886 | 123.7671 | 3307.9877 | 127.0382 | 3400.0589 | 130.2934 | 3483.4711 | 133.5329 | 3531.6248 | 136.7579 |  | 92.1365 | 23.2459 | 149.0628 | 26.1771 | 171.1824 | 30.397 | 193.619 | 34.7985 | 218.8703 | 39.3764 | 265.6138 | 43.6927 | 353.3755 | 47.2927 | 445.9639 | 52.2734 | 536.7606 | 57.462 | 656.8505 | 62.6913 | 842.8796 | 68.0724 | 1078.3206 | 73.9751 | 1312.1237 | 78.9551 | 1543.6808 | 83.9266 | 1758.7345 | 88.7899 | 1950.3172 | 93.7227 | 2145.8479 | 98.6595 | 2347.3148 | 103.455 | 2533.023 | 108.2311 | 2720.2738 | 113.1067 | 2893.9269 | 117.8547 | 3014.4478 | 122.5701 | 3136.7289 | 127.2437 | 3255.7097 | 131.9873 | 3375.0496 | 136.6716 | 3485.2247 | 141.3376 | 3560.6695 | 145.9866 | 3634.8007 | 150.6193 | 3707.5056 | 155.236 | 3780.8171 | 159.8377 | 3857.1785 | 164.425 | 3930.1962 | 168.9983 |  | 92.1365 | 23.2459 | 178.5764 | 26.1771 | 221.9272 | 33.568 | 263.4232 | 41.082 | 307.4224 | 48.6876 | 374.0093 | 56.3949 | 463.917 | 64.2415 | 570.3606 | 72.1628 | 711.3039 | 80.2955 | 881.9166 | 88.5034 | 1106.945 | 96.8672 | 1345.4126 | 105.0811 | 1583.1939 | 111.956 | 1819.2563 | 118.7953 | 2039.9909 | 125.4602 | 2428.3474 | 132.2026 | 3387.8151 | 191.4155 | 4330.3289 | 250.3858 | 5274.6354 | 309.2947 | 6212.9108 | 368.5362 | 7130.0168 | 427.4235 | 8000.8849 | 486.214 | 8856.7476 | 544.8567 | 9676.9292 | 603.8441 | 10495.2412 | 662.62 | 11313.6849 | 721.3605 | 12132.8702 | 780.0668 | 12946.2612 | 838.7401 | 13755.2768 | 897.3808 | 14560.1802 | 955.9905 | 15108.4501 | 1014.5693 | 15173.4146 | 1020.5909 |  | 92.1365 | 23.2459 | 178.5764 | 26.1771 | 221.9272 | 33.568 | 263.4232 | 41.082 | 307.4224 | 48.6876 | 386.1009 | 56.3956 | 524.3323 | 64.2436 | 666.9708 | 72.1672 | 807.9142 | 80.3031 | 978.5269 | 88.5154 | 1395.4553 | 96.8846 | 2401.2229 | 157.4641 | 3404.8464 | 216.763 | 4405.6594 | 276.1109 | 5389.3891 | 335.1539 | 6348.9439 | 394.5233 | 7308.3118 | 454.0278 | 8250.7971 | 512.9719 | 9194.1696 | 571.8711 | 10138.2088 | 631.3914 | 11047.5021 | 690.3032 | 11879.4102 | 749.0946 | 12713.0462 | 807.6967 | 13543.496 | 866.8274 | 14373.6173 | 925.6603 | 14869.2854 | 984.456 | 14931.1244 | 990.6709 | 14993.6982 | 996.8452 | 15052.6514 | 1002.9802 | 15116.6517 | 1009.0786 | 15182.1749 | 1015.141 | 15246.5397 | 1021.1691
Penrith & Shap |  | 197.2409 | 78.109 | 266.2107 | 87.6969 | 296.2499 | 112.2104 | 324.8555 | 136.7925 | 357.3598 | 161.4822 | 417.578 | 186.5294 | 530.7029 | 211.8705 | 650.5128 | 237.5386 | 767.9898 | 263.5455 | 922.9754 | 289.9608 | 1291.2399 | 316.1641 | 2105.3681 | 342.3108 | 2917.6085 | 363.9959 | 3726.6424 | 384.7411 | 4512.9259 | 405.9515 | 5269.1768 | 426.9017 | 6030.2075 | 615.7118 | 6797.8366 | 804.648 | 7992.7168 | 991.1506 | 9366.9808 | 1178.5663 | 10656.4234 | 1362.8579 | 11345.9158 | 1545.8747 | 11786.1932 | 1730.612 | 12001.5975 | 1911.9452 | 12218.5247 | 2092.9357 | 12417.1363 | 2272.9171 | 12524.84 | 2451.8966 | 12627.9826 | 2629.8812 | 12726.6494 | 2806.8753 | 12825.6495 | 2982.8878 | 12931.1448 | 3157.9217 | 13027.6107 | 3168.8894 |  | 197.2409 | 78.109 | 203.422 | 87.6969 | 211.1395 | 100.0583 | 216.5694 | 112.7237 | 223.0477 | 125.8294 | 255.6872 | 137.7513 | 367.1227 | 146.4372 | 484.9231 | 160.8057 | 599.9451 | 175.5735 | 752.3589 | 190.563 | 973.6434 | 205.5359 | 1212.6129 | 222.7528 | 1450.0413 | 234.2534 | 1685.362 | 245.1868 | 1899.0665 | 256.4516 | 2230.331 | 267.5825 | 3049.5463 | 278.1353 | 3944.5373 | 289.0393 | 4921.1797 | 299.2835 | 5964.2244 | 309.9602 | 7038.6963 | 319.9402 | 8164.006 | 329.7812 | 9309.331 | 340.0754 | 10423.5175 | 349.7652 | 11514.223 | 359.4715 | 11801.1428 | 369.0686 | 12103.9551 | 378.5563 | 12412.0748 | 387.9392 | 12723.9542 | 397.2199 | 13042.3242 | 406.4027 | 13338.0796 | 415.4889 | 13522.2976 | 424.4827 |  | 197.2409 | 78.109 | 266.2107 | 87.6969 | 296.2499 | 101.6104 | 324.8555 | 115.8703 | 357.3598 | 130.5995 | 417.578 | 144.5159 | 530.7029 | 155.9728 | 650.5128 | 172.0684 | 767.9898 | 188.6015 | 922.9754 | 205.3936 | 1291.2399 | 222.1809 | 2105.3681 | 240.9804 | 2917.6085 | 256.702 | 3726.6424 | 271.8122 | 4512.9259 | 287.2975 | 5269.1768 | 302.6445 | 6030.2075 | 317.3504 | 6797.8366 | 332.4665 | 7992.7168 | 346.8321 | 9366.9808 | 361.7115 | 10656.4234 | 375.7847 | 11345.9158 | 389.7009 | 11786.1932 | 404.1602 | 12001.5975 | 417.91 | 12218.5247 | 431.6878 | 12417.1363 | 445.3373 | 12524.84 | 458.8633 | 12627.9826 | 472.2688 | 12726.6494 | 485.5555 | 12825.6495 | 498.7266 | 12931.1448 | 511.7849 | 13027.6107 | 524.7321 |  | 197.2409 | 78.109 | 301.8328 | 87.6969 | 359.2975 | 112.2104 | 411.0254 | 136.7925 | 466.9029 | 161.4822 | 551.7417 | 186.5294 | 670.343 | 211.8705 | 939.1376 | 237.5386 | 1633.5644 | 263.5455 | 2366.5514 | 289.9608 | 3170.7399 | 316.1641 | 3993.2531 | 342.3108 | 4815.5617 | 363.9959 | 5636.0509 | 384.7411 | 6435.1194 | 405.9515 | 7407.5623 | 426.9017 | 9007.8314 | 615.7118 | 10684.7834 | 804.648 | 12333.2984 | 991.1506 | 13949.1044 | 1178.5663 | 15504.9891 | 1362.8579 | 16947.1261 | 1545.8747 | 17938.8797 | 1730.612 | 18844.853 | 1911.9452 | 19755.1607 | 2092.9357 | 20676.9581 | 2272.9171 | 21604.4386 | 2451.8966 | 22527.3259 | 2629.8812 | 23447.0798 | 2806.8753 | 24362.4552 | 2982.8878 | 25695.7258 | 3157.9217 | 25793.9231 | 3168.8894 |  | 197.2409 | 78.109 | 301.8328 | 87.6969 | 359.2975 | 112.2104 | 411.0254 | 136.7925 | 466.9029 | 161.4822 | 695.0373 | 186.5323 | 1386.0722 | 211.8798 | 2083.3242 | 237.5582 | 2777.751 | 263.5795 | 3510.738 | 290.0138 | 4519.5083 | 316.2406 | 6159.9403 | 512.9933 | 7798.8835 | 704.814 | 9435.0067 | 894.3318 | 11047.9722 | 1084.5837 | 12629.8384 | 1274.1355 | 14218.2417 | 1460.6345 | 15833.0789 | 1648.7393 | 17448.6511 | 1832.865 | 19062.4913 | 2019.4838 | 20212.0608 | 2201.4169 | 21128.0813 | 2382.0769 | 22048.4354 | 2565.9001 | 22966.41 | 2745.1045 | 23890.2748 | 2924.2867 | 26210.0867 | 3102.4565 | 26260.56 | 3114.432 | 26317.0855 | 3126.1971 | 26332.002 | 3137.7571 | 26402.1787 | 3149.1218 | 26486.0721 | 3160.2949 | 26560.6335 | 3171.2826
Preston East |  | 218.1601 | 66.1056 | 327.5692 | 74.2114 | 372.286 | 94.7156 | 416.1107 | 115.0493 | 465.347 | 135.4049 | 558.8611 | 155.9736 | 741.6618 | 176.8781 | 934.7463 | 197.9029 | 1123.822 | 219.296 | 1374.1024 | 240.8634 | 1769.2007 | 262.7072 | 2288.4659 | 284.03 | 2804.3553 | 301.7154 | 3315.4292 | 318.9071 | 3791.4467 | 336.0958 | 4218.2175 | 352.7369 | 4652.912 | 508.8567 | 5099.4561 | 663.7749 | 5560.9422 | 818.3601 | 6024.9253 | 971.4107 | 6439.5265 | 1123.4866 | 6719.8627 | 1275.3763 | 6994.0314 | 1426.7024 | 7252.7471 | 1576.3882 | 7512.0174 | 1725.6482 | 7750.9261 | 1874.1531 | 7909.7197 | 2021.9215 | 8065.422 | 2168.9713 | 8217.8674 | 2315.3171 | 8371.6674 | 2460.9765 | 8532.3651 | 2605.9613 | 8685.4876 | 2615.6644 |  | 218.1601 | 66.1056 | 226.0945 | 74.2114 | 235.8254 | 84.4581 | 242.3508 | 94.9201 | 249.9823 | 105.7459 | 301.0921 | 115.5419 | 484.632 | 122.7137 | 677.5725 | 134.5531 | 865.3457 | 146.7885 | 1113.8626 | 159.0979 | 1474.3078 | 171.6867 | 1862.5664 | 185.83 | 2247.7903 | 195.2492 | 2628.1219 | 204.3807 | 2973.5032 | 213.5406 | 3301.8574 | 222.3825 | 3738.7803 | 231.2182 | 4192.5933 | 239.8523 | 4640.6104 | 248.5875 | 5088.6189 | 257.0176 | 5493.0184 | 265.3428 | 5781.1338 | 273.7294 | 6073.5147 | 282.0636 | 6358.069 | 290.1396 | 6641.7294 | 298.1988 | 6905.2455 | 306.1777 | 7172.1329 | 314.0769 | 7435.3144 | 321.9001 | 7694.6301 | 329.6499 | 7954.5363 | 337.3302 | 8192.3122 | 344.9422 | 8336.6705 | 352.4895 |  | 218.1601 | 66.1056 | 327.5692 | 74.2114 | 372.286 | 85.7682 | 416.1107 | 97.4527 | 465.347 | 109.5094 | 558.8611 | 120.8425 | 741.6618 | 130.2125 | 934.7463 | 143.357 | 1123.822 | 156.9351 | 1374.1024 | 170.6155 | 1769.2007 | 184.6146 | 2288.4659 | 199.9518 | 2804.3553 | 212.7797 | 3315.4292 | 225.3017 | 3791.4467 | 237.8597 | 4218.2175 | 250.0666 | 4652.912 | 262.2751 | 5099.4561 | 274.2602 | 5560.9422 | 286.3677 | 6024.9253 | 298.1338 | 6439.5265 | 309.7821 | 6719.8627 | 321.5108 | 6994.0314 | 333.1864 | 7252.7471 | 344.5645 | 7512.0174 | 355.9313 | 7750.9261 | 367.2067 | 7909.7197 | 378.395 | 8065.422 | 389.4995 | 8217.8674 | 400.5219 | 8371.6674 | 411.4651 | 8532.3651 | 422.3321 | 8685.4876 | 433.1243 |  | 218.1601 | 66.1056 | 384.4227 | 74.2114 | 471.6341 | 94.7156 | 552.293 | 115.0493 | 637.8554 | 135.4049 | 770.2081 | 155.9736 | 957.5041 | 176.8781 | 1186.3126 | 197.9029 | 1507.9906 | 219.296 | 1891.6357 | 240.8634 | 2388.9392 | 262.7072 | 2914.6623 | 284.03 | 3438.8802 | 301.7154 | 3959.2361 | 318.9071 | 4447.0743 | 336.0958 | 5329.198 | 352.7369 | 7542.5018 | 508.8567 | 9755.8786 | 663.7749 | 11959.2601 | 818.3601 | 14142.5506 | 971.4107 | 16276.9744 | 1123.4866 | 18303.227 | 1275.3763 | 20280.7028 | 1426.7024 | 22175.3013 | 1576.3882 | 24067.6241 | 1725.6482 | 25963.3432 | 1874.1531 | 27862.3218 | 2021.9215 | 29749.5666 | 2168.9713 | 31628.3195 | 2315.3171 | 33498.7644 | 2460.9765 | 34973.1584 | 2605.9613 | 35122.5686 | 2615.6644 |  | 218.1601 | 66.1056 | 384.4227 | 74.2114 | 471.6341 | 94.7156 | 552.293 | 115.0493 | 637.8554 | 135.4049 | 802.4864 | 155.9656 | 1118.7687 | 176.8522 | 1444.1728 | 197.8484 | 1765.8508 | 219.201 | 2149.4959 | 240.7155 | 3091.831 | 262.4932 | 5396.9037 | 425.0845 | 7697.8679 | 583.2934 | 9993.0629 | 739.9617 | 12252.1801 | 896.15 | 14460.6764 | 1050.4859 | 16672.2674 | 1204.3219 | 18878.9898 | 1356.7151 | 21084.1298 | 1509.3942 | 23280.2058 | 1659.9998 | 25382.7283 | 1809.6533 | 27302.5898 | 1959.5546 | 29227.1977 | 2109.0049 | 31145.3993 | 2256.4268 | 33064.9349 | 2403.6164 | 34665.523 | 2550.0786 | 34797.4207 | 2560.0476 | 34933.2661 | 2569.949 | 35050.9167 | 2579.7828 | 35194.3497 | 2589.5527 | 35345.5721 | 2599.2577 | 35491.1548 | 2608.8996
Radcliffe |  | 87.5661 | 16.2064 | 130.3026 | 18.2638 | 147.9213 | 23.4005 | 167.0296 | 28.6192 | 188.6449 | 33.888 | 224.738 | 39.2478 | 293.8172 | 44.695 | 366.7928 | 50.2177 | 438.2464 | 55.8365 | 532.7985 | 61.5596 | 675.4992 | 67.3594 | 845.8874 | 73.0813 | 1015.0435 | 77.835 | 1182.4081 | 82.5866 | 1336.5425 | 87.2802 | 1472.169 | 91.9662 | 1610.7917 | 133.1002 | 1753.8863 | 174.2902 | 1878.6984 | 215.524 | 1995.9614 | 256.7873 | 2101.4874 | 298.104 | 2182.1333 | 339.4348 | 2277.9609 | 380.7681 | 2383.1152 | 422.1864 | 2488.7796 | 463.6184 | 2585.4485 | 505.0835 | 2647.5548 | 546.5819 | 2708.4416 | 588.114 | 2767.9997 | 629.6796 | 2828.2869 | 671.2794 | 2891.7602 | 712.913 | 2951.9896 | 717.6452 |  | 87.5661 | 16.2064 | 90.8782 | 18.2638 | 94.9215 | 20.8663 | 98.9919 | 23.5832 | 103.8461 | 26.4051 | 125.1297 | 28.983 | 195.6976 | 30.8897 | 269.2466 | 33.9934 | 340.4143 | 37.1954 | 434.3129 | 40.454 | 570.3546 | 43.7863 | 717.0115 | 47.5524 | 862.3447 | 50.0873 | 1005.9102 | 52.626 | 1136.1474 | 55.1327 | 1253.6349 | 57.6394 | 1389.7426 | 60.1199 | 1527.601 | 62.6015 | 1660.7043 | 65.0727 | 1790.2747 | 67.5282 | 1899.3619 | 69.9755 | 1957.4078 | 72.4048 | 2016.6957 | 74.8162 | 2074.7753 | 77.2262 | 2134.3015 | 79.6211 | 2242.886 | 82.006 | 2352.3043 | 84.3806 | 2459.796 | 86.7457 | 2565.5004 | 89.1018 | 2671.5781 | 91.4496 | 2768.6357 | 93.7894 | 2826.7388 | 96.1218 |  | 87.5661 | 16.2064 | 130.3026 | 18.2638 | 147.9213 | 21.19 | 167.0296 | 24.2419 | 188.6449 | 27.4071 | 224.738 | 30.4077 | 293.8172 | 32.9031 | 366.7928 | 36.3767 | 438.2464 | 39.9584 | 532.7985 | 43.6057 | 675.4992 | 47.3361 | 845.8874 | 51.4479 | 1015.0435 | 54.8918 | 1182.4081 | 58.3458 | 1336.5425 | 61.7695 | 1472.169 | 65.1978 | 1610.7917 | 68.6025 | 1753.8863 | 72.0137 | 1878.6984 | 75.4181 | 1995.9614 | 78.8101 | 2101.4874 | 82.1971 | 2182.1333 | 85.5684 | 2277.9609 | 88.9231 | 2383.1152 | 92.2808 | 2488.7796 | 95.6257 | 2585.4485 | 98.962 | 2647.5548 | 102.2908 | 2708.4416 | 105.6123 | 2767.9997 | 108.927 | 2828.2869 | 112.2352 | 2891.7602 | 115.5374 | 2951.9896 | 118.8339 |  | 87.5661 | 16.2064 | 152.3774 | 18.2638 | 186.5468 | 23.4005 | 220.858 | 28.6192 | 258.0317 | 33.888 | 313.5288 | 39.2478 | 385.7829 | 44.695 | 466.0488 | 50.2177 | 562.1533 | 55.8365 | 681.6474 | 61.5596 | 844.103 | 67.3594 | 1017.4466 | 73.0813 | 1190.2773 | 77.835 | 1361.6682 | 82.5866 | 1521.3232 | 87.2802 | 1948.5993 | 91.9662 | 3234.2271 | 133.1002 | 4534.1065 | 174.2902 | 5837.1757 | 215.524 | 7133.9367 | 256.7873 | 8404.5423 | 298.104 | 9616.7802 | 339.4348 | 10846.7636 | 380.7681 | 12029.9515 | 422.1864 | 13211.1797 | 463.6184 | 14393.3621 | 505.0835 | 15577.2053 | 546.5819 | 16753.9805 | 588.114 | 17925.5369 | 629.6796 | 19092.1704 | 671.2794 | 19950.2331 | 712.913 | 20011.0951 | 717.6452 |  | 87.5661 | 16.2064 | 152.3774 | 18.2638 | 186.5468 | 23.4005 | 220.858 | 28.6192 | 258.0317 | 33.888 | 319.298 | 39.2485 | 414.6192 | 44.6971 | 512.1761 | 50.2221 | 608.2806 | 55.8442 | 727.7746 | 61.5716 | 1177.1117 | 67.3768 | 2497.3837 | 109.5232 | 3815.8261 | 150.7174 | 5131.8045 | 191.9781 | 6433.9573 | 233.1944 | 7716.9079 | 274.4924 | 9003.3053 | 315.7607 | 10308.819 | 357.1375 | 11614.0434 | 398.5693 | 12920.0754 | 440.0255 | 14215.0243 | 481.5466 | 15414.3772 | 523.0669 | 16616.6899 | 564.5735 | 17814.8032 | 606.189 | 19013.3267 | 647.8069 | 19827.0792 | 689.4558 | 19882.9887 | 694.3101 | 19940.8517 | 699.139 | 19990.9279 | 703.9436 | 20052.2705 | 708.7256 | 20117.4464 | 713.4856 | 20179.5298 | 718.2246
Red Bank |  | 254.2608 | 76.7599 | 353.6721 | 86.8697 | 397.0827 | 111.6956 | 437.2647 | 137.0939 | 482.3782 | 162.8681 | 571.4923 | 189.3434 | 753.9325 | 216.5171 | 946.7224 | 244.3597 | 1135.3964 | 272.9041 | 1385.3408 | 302.1209 | 1768.0016 | 332.0631 | 2239.0231 | 361.7255 | 2706.7418 | 386.9759 | 3169.5391 | 412.0667 | 3596.6823 | 437.0551 | 3974.4128 | 461.846 | 4359.8158 | 670.5847 | 4756.5669 | 880.3269 | 5158.8163 | 1091.0612 | 5536.3769 | 1303.1681 | 5849.4186 | 1516.2196 | 6080.9604 | 1730.3871 | 6351.0924 | 1945.0712 | 6638.6592 | 2161.7069 | 6925.9125 | 2379.1015 | 7187.2739 | 2597.5768 | 7348.7021 | 2817.1292 | 7506.3799 | 3037.7553 | 7660.1399 | 3259.4488 | 7815.6719 | 3482.209 | 7979.7711 | 3706.0284 | 8134.6388 | 3738.4934 |  | 254.2608 | 76.7599 | 263.8828 | 86.8697 | 275.759 | 99.5992 | 282.6222 | 112.9603 | 290.4612 | 126.8848 | 341.4497 | 139.7922 | 524.3164 | 149.6002 | 716.7067 | 165.3619 | 903.7632 | 181.7342 | 1151.4793 | 198.4687 | 1510.823 | 215.7743 | 1897.8179 | 235.2777 | 2282.0693 | 248.925 | 2661.0606 | 262.4748 | 3004.4863 | 275.9663 | 3319.2943 | 289.343 | 3717.2517 | 302.7723 | 4137.0079 | 316.0655 | 4514.2025 | 329.2858 | 4880.0474 | 342.5564 | 5204.8219 | 355.7618 | 5423.6454 | 368.9549 | 5644.7651 | 382.0226 | 5859.9677 | 395.2536 | 6079.9723 | 408.413 | 6432.5152 | 421.5704 | 6789.7878 | 434.7241 | 7142.3447 | 447.8777 | 7489.9004 | 461.0328 | 7838.1527 | 474.1929 | 8157.2379 | 487.3582 | 8353.654 | 500.5321 |  | 254.2608 | 76.7599 | 353.6721 | 86.8697 | 397.0827 | 101.1442 | 437.2647 | 116.1256 | 482.3782 | 131.7204 | 571.4923 | 146.6961 | 753.9325 | 159.3935 | 946.7224 | 177.0094 | 1135.3964 | 195.2988 | 1385.3408 | 214.0072 | 1768.0016 | 233.3537 | 2239.0231 | 254.648 | 2706.7418 | 272.9083 | 3169.5391 | 291.1172 | 3596.6823 | 309.3101 | 3974.4128 | 327.4176 | 4359.8158 | 345.633 | 4756.5669 | 363.7357 | 5158.8163 | 381.7937 | 5536.3769 | 399.9528 | 5849.4186 | 418.0715 | 6080.9604 | 436.2148 | 6351.0924 | 454.2442 | 6638.6592 | 472.5025 | 6925.9125 | 490.7122 | 7187.2739 | 508.9486 | 7348.7021 | 527.2152 | 7506.3799 | 545.514 | 7660.1399 | 563.8453 | 7815.6719 | 582.211 | 7979.7711 | 600.6132 | 8134.6388 | 619.052 |  | 254.2608 | 76.7599 | 405.2991 | 86.8697 | 489.3501 | 111.6956 | 562.9412 | 137.0939 | 641.1682 | 162.8681 | 765.665 | 189.3434 | 952.4393 | 216.5171 | 1169.0546 | 244.3597 | 1443.0146 | 272.9041 | 1779.1533 | 302.1209 | 2229.1234 | 332.0631 | 2707.77 | 361.7255 | 3185.2283 | 386.9759 | 3658.8661 | 412.0667 | 4099.7188 | 437.0551 | 4939.7918 | 461.846 | 7127.5927 | 670.5847 | 9332.8824 | 880.3269 | 11515.5751 | 1091.0612 | 13672.9698 | 1303.1681 | 15784.9028 | 1516.2196 | 17793.1282 | 1730.3871 | 19797.252 | 1945.0712 | 21719.9059 | 2161.7069 | 23641.9339 | 2379.1015 | 25569.6754 | 2597.5768 | 27502.2801 | 2817.1292 | 29424.2799 | 3037.7553 | 31339.0431 | 3259.4488 | 33246.3658 | 3482.209 | 34935.0298 | 3706.0284 | 35100.4534 | 3738.4934 |  | 254.2608 | 76.7599 | 405.2991 | 86.8697 | 489.3501 | 111.6956 | 562.9412 | 137.0939 | 641.1682 | 162.8681 | 785.9961 | 189.3474 | 1054.0574 | 216.5302 | 1331.6004 | 244.3873 | 1605.5604 | 272.9525 | 1941.6992 | 302.1967 | 2841.4065 | 332.1733 | 5118.1427 | 542.1501 | 7391.1779 | 749.4118 | 9658.5834 | 957.9973 | 11889.5678 | 1167.8821 | 14069.9707 | 1378.6852 | 16255.2424 | 1591.1223 | 18452.6014 | 1804.1842 | 20645.1541 | 2018.0657 | 22815.3486 | 2233.5004 | 24934.8102 | 2449.7207 | 26881.0469 | 2667.0465 | 28832.9041 | 2884.5896 | 30779.2229 | 3104.4958 | 32728.5531 | 3324.9865 | 34810.5339 | 3546.5418 | 34943.7566 | 3579.3119 | 35084.5723 | 3612.0216 | 35197.7744 | 3644.6746 | 35352.5957 | 3677.2794 | 35520.7209 | 3709.8377 | 35680.2773 | 3742.3546
Ribble |  | 339.1765 | 80.3575 | 554.8997 | 90.2898 | 637.9448 | 115.3215 | 728.9961 | 140.4165 | 831.355 | 165.557 | 1013.2194 | 191.0704 | 1359.469 | 216.98 | 1725.119 | 243.1308 | 2083.1695 | 269.7363 | 2557.2863 | 296.5358 | 3291.5386 | 323.8154 | 4218.1885 | 350.3692 | 5138.3272 | 372.5052 | 6049.7133 | 394.0764 | 6896.2951 | 415.7068 | 7650.0247 | 436.7622 | 8419.6366 | 630.5351 | 9213.1832 | 823.3101 | 9945.6017 | 1015.837 | 10671.1597 | 1206.9866 | 11336.8752 | 1397.1563 | 11805.957 | 1587.0878 | 12275.342 | 1776.6031 | 12720.1328 | 1964.5935 | 13166.8937 | 2152.1479 | 13583.3229 | 2338.9825 | 13879.6826 | 2525.111 | 14171.4676 | 2710.5464 | 14458.339 | 2895.2982 | 14747.3433 | 3079.3803 | 15046.9847 | 3262.8003 | 15335.1333 | 3276.9145 |  | 339.1765 | 80.3575 | 350.7545 | 90.2898 | 364.7112 | 102.8325 | 379.7791 | 115.7759 | 397.6013 | 129.1412 | 498.4446 | 141.3104 | 849.389 | 150.2355 | 1216.5872 | 164.926 | 1573.3981 | 180.0984 | 2045.0236 | 195.347 | 2728.8383 | 211.031 | 3465.3004 | 228.5753 | 4195.7749 | 240.3517 | 4917.2226 | 251.7991 | 5573.8546 | 263.3179 | 6182.4994 | 274.5055 | 6931.4445 | 285.6117 | 7693.7122 | 296.5598 | 8459.7328 | 307.5904 | 9222.265 | 318.3216 | 9886.1665 | 328.9119 | 10293.8324 | 339.5259 | 10709.7822 | 350.0967 | 11116.0119 | 360.41 | 11530.7627 | 370.6837 | 11904.8655 | 380.866 | 12284.1866 | 390.9567 | 12658.9565 | 400.9603 | 13029.274 | 410.8797 | 13402.0801 | 420.7194 | 13744.9296 | 430.4804 | 13954.4227 | 440.1672 |  | 339.1765 | 80.3575 | 554.8997 | 90.2898 | 637.9448 | 104.4276 | 728.9961 | 118.94 | 831.355 | 133.8951 | 1013.2194 | 148.0342 | 1359.469 | 159.7342 | 1725.119 | 176.1192 | 2083.1695 | 193.0318 | 2557.2863 | 210.051 | 3291.5386 | 227.5577 | 4218.1885 | 246.6534 | 5138.3272 | 262.7031 | 6049.7133 | 278.4074 | 6896.2951 | 294.2015 | 7650.0247 | 309.6349 | 8419.6366 | 324.9907 | 9213.1832 | 340.1773 | 9945.6017 | 355.4705 | 10671.1597 | 370.4339 | 11336.8752 | 385.2419 | 11805.957 | 400.0904 | 12275.342 | 414.9008 | 12720.1328 | 429.4178 | 13166.8937 | 443.9009 | 13583.3229 | 458.2816 | 13879.6826 | 472.5651 | 14171.4676 | 486.7545 | 14458.339 | 500.8516 | 14747.3433 | 514.8597 | 15046.9847 | 528.7819 | 15335.1333 | 542.6198 |  | 339.1765 | 80.3575 | 666.7794 | 90.2898 | 828.8195 | 115.3215 | 995.0868 | 140.4165 | 1172.3731 | 165.557 | 1439.8776 | 191.0704 | 1796.8689 | 216.98 | 2215.027 | 243.1308 | 2765.7896 | 269.7363 | 3433.5991 | 296.5358 | 4316.9047 | 323.8154 | 5254.1248 | 350.3692 | 6187.3802 | 372.5052 | 7112.9533 | 394.0764 | 7978.891 | 415.7068 | 9631.9278 | 436.7622 | 13922.7539 | 630.5351 | 18187.3141 | 823.3101 | 22441.61 | 1015.837 | 26667.2808 | 1206.9866 | 30801.0674 | 1397.1563 | 34737.9057 | 1587.0878 | 38639.3362 | 1776.6031 | 42382.5563 | 1964.5935 | 46120.6159 | 2152.1479 | 49863.0432 | 2338.9825 | 53611.2626 | 2525.111 | 57337.5761 | 2710.5464 | 61048.0278 | 2895.2982 | 64742.562 | 3079.3803 | 67593.012 | 3262.8003 | 67882.1656 | 3276.9145 |  | 339.1765 | 80.3575 | 666.7794 | 90.2898 | 828.8195 | 115.3215 | 995.0868 | 140.4165 | 1172.3731 | 165.557 | 1486.6682 | 191.0673 | 2030.6786 | 216.97 | 2588.9438 | 243.1099 | 3139.7064 | 269.7 | 3807.5159 | 296.4791 | 5573.3966 | 323.7335 | 10039.1096 | 524.7418 | 14496.533 | 720.7564 | 18943.1532 | 915.2587 | 23323.0681 | 1109.6084 | 27607.8483 | 1302.2401 | 31898.6258 | 1494.1705 | 36165.5446 | 1685.0333 | 40421.8088 | 1876.2435 | 44674.6721 | 2065.5765 | 48799.5368 | 2253.8756 | 52589.1396 | 2442.2963 | 56390.6936 | 2630.4595 | 60180.4558 | 2816.724 | 63972.3089 | 3002.7075 | 66845.339 | 3187.9846 | 67111.5748 | 3202.6981 | 67384.6727 | 3217.2799 | 67628.1874 | 3231.7327 | 67913.9458 | 3246.0636 | 68213.3032 | 3260.2737 | 68502.0972 | 3274.367
Risley |  | 34.1093 | 10.3949 | 54.4364 | 11.7253 | 62.6094 | 15.0521 | 70.7276 | 18.4382 | 79.8154 | 21.8599 | 96.5294 | 25.3586 | 128.5535 | 28.9268 | 162.3687 | 32.5535 | 195.4623 | 36.2537 | 239.3091 | 40.0177 | 305.2092 | 43.8576 | 382.7687 | 47.6179 | 459.7145 | 50.7759 | 535.8093 | 53.9184 | 605.7589 | 57.0501 | 666.9869 | 60.16 | 729.5537 | 87.1697 | 794.1681 | 114.2337 | 847.022 | 141.2939 | 896.3539 | 168.4734 | 940.6584 | 195.6273 | 975.1862 | 222.9175 | 1012.9638 | 250.1207 | 1052.4458 | 277.4769 | 1091.947 | 304.8482 | 1128.7637 | 332.2653 | 1155.5676 | 359.7284 | 1182.0406 | 387.2373 | 1208.156 | 414.7919 | 1234.5007 | 442.3924 | 1261.7694 | 470.0384 | 1288.1323 | 473.3669 |  | 34.1093 | 10.3949 | 35.4305 | 11.7253 | 37.0715 | 13.422 | 38.2212 | 15.193 | 39.5625 | 17.0316 | 48.5945 | 18.7242 | 80.9503 | 19.9893 | 114.8796 | 22.0327 | 147.8914 | 24.1462 | 191.5707 | 26.2929 | 254.9459 | 28.5038 | 323.1783 | 30.9779 | 390.8213 | 32.6681 | 457.5992 | 34.3511 | 518.2241 | 36.0297 | 572.2174 | 37.6972 | 632.2201 | 39.3654 | 692.1855 | 41.0218 | 751.7392 | 42.6515 | 809.918 | 44.2946 | 857.9784 | 45.9108 | 880.1383 | 47.5404 | 902.633 | 49.1351 | 924.5281 | 50.7451 | 946.482 | 52.343 | 978.9632 | 53.9355 | 1011.3418 | 55.5226 | 1042.8159 | 57.1047 | 1073.4089 | 58.6821 | 1103.7449 | 60.2553 | 1131.1033 | 61.8243 | 1146.9835 | 63.3898 |  | 34.1093 | 10.3949 | 54.4364 | 11.7253 | 62.6094 | 13.6302 | 70.7276 | 15.6181 | 79.8154 | 17.6793 | 96.5294 | 19.6469 | 128.5535 | 21.2951 | 162.3687 | 23.5811 | 195.4623 | 25.9443 | 239.3091 | 28.3465 | 305.2092 | 30.8205 | 382.7687 | 33.5221 | 459.7145 | 35.8089 | 535.8093 | 38.0923 | 605.7589 | 40.3752 | 666.9869 | 42.6494 | 729.5537 | 44.929 | 794.1681 | 47.1994 | 847.022 | 49.4428 | 896.3539 | 51.7058 | 940.6584 | 53.9409 | 975.1862 | 56.1955 | 1012.9638 | 58.4122 | 1052.4458 | 60.6505 | 1091.947 | 62.8778 | 1128.7637 | 65.1014 | 1155.5676 | 67.3218 | 1182.0406 | 69.5393 | 1208.156 | 71.754 | 1234.5007 | 73.9662 | 1261.7694 | 76.1762 | 1288.1323 | 78.3842 |  | 34.1093 | 10.3949 | 65.0437 | 11.7253 | 81.1346 | 15.0521 | 96.0888 | 18.4382 | 111.8899 | 21.8599 | 135.9607 | 25.3586 | 168.7032 | 28.9268 | 205.1643 | 32.5535 | 247.7566 | 36.2537 | 301.1181 | 40.0177 | 374.4756 | 43.8576 | 452.7909 | 47.6179 | 530.5801 | 50.7759 | 607.439 | 53.9184 | 678.7523 | 57.0501 | 820.5071 | 60.16 | 1199.066 | 87.1697 | 1572.6411 | 114.2337 | 1946.9476 | 141.2939 | 2319.0155 | 168.4734 | 2683.3472 | 195.6273 | 3030.4603 | 222.9175 | 3380.1487 | 250.1207 | 3716.6887 | 277.4769 | 4052.6315 | 304.8482 | 4388.6587 | 332.2653 | 4724.9975 | 359.7284 | 5059.331 | 387.2373 | 5392.2385 | 414.7919 | 5723.432 | 442.3924 | 5951.8234 | 470.0384 | 5976.4512 | 473.3669 |  | 34.1093 | 10.3949 | 65.0437 | 11.7253 | 81.1346 | 15.0521 | 96.0888 | 18.4382 | 111.8899 | 21.8599 | 138.2434 | 25.3591 | 180.1099 | 28.9284 | 223.4064 | 32.5568 | 265.9987 | 36.2594 | 319.3601 | 40.0267 | 472.1361 | 43.8706 | 867.9323 | 71.3659 | 1262.9243 | 98.3266 | 1656.8518 | 125.3451 | 2044.4772 | 152.4368 | 2423.1378 | 179.5742 | 2801.8191 | 206.8146 | 3176.4369 | 234.0964 | 3551.4697 | 261.3194 | 3926.0797 | 288.7203 | 4295.0081 | 316.0407 | 4636.0113 | 343.5496 | 4977.8653 | 370.8984 | 5318.5432 | 398.4529 | 5659.2765 | 426.0059 | 5864.7294 | 453.6033 | 5888.2071 | 457.0054 | 5912.0343 | 460.3925 | 5934.3252 | 463.7649 | 5958.7994 | 467.124 | 5983.9762 | 470.47 | 6008.601 | 473.8037
Rochdale Central |  | 109.8754 | 32.8625 | 172.6701 | 37.0306 | 197.7511 | 47.4672 | 223.5245 | 58.0203 | 252.4475 | 68.6327 | 305.2974 | 79.4377 | 407.3829 | 90.4179 | 515.205 | 101.5338 | 620.7459 | 112.8468 | 760.5419 | 124.3646 | 974.1076 | 136.0992 | 1235.5375 | 147.5513 | 1495.0487 | 157.1108 | 1751.9079 | 166.599 | 1989.3561 | 176.0311 | 2199.2325 | 185.4505 | 2413.5721 | 268.3276 | 2634.6572 | 351.1729 | 2833.3153 | 433.989 | 3024.3184 | 517.021 | 3195.4152 | 599.8594 | 3321.781 | 682.9673 | 3456.5929 | 765.7054 | 3591.2246 | 848.776 | 3726.3967 | 931.7769 | 3851.9507 | 1014.8015 | 3939.954 | 1097.852 | 4026.5989 | 1180.931 | 4111.777 | 1264.0397 | 4197.7054 | 1347.181 | 4287.0416 | 1430.3554 | 4372.8306 | 1439.4786 |  | 109.8754 | 32.8625 | 113.9369 | 37.0306 | 118.9212 | 42.3266 | 122.9654 | 47.8258 | 127.6996 | 53.5094 | 156.8807 | 58.7094 | 260.1025 | 62.5521 | 368.2775 | 68.8085 | 473.4361 | 75.2665 | 612.5198 | 81.8348 | 814.2402 | 88.5923 | 1031.4719 | 96.1446 | 1246.9222 | 101.2482 | 1459.629 | 106.3172 | 1652.8994 | 111.3608 | 1828.9866 | 116.4064 | 2038.5918 | 121.3863 | 2251.877 | 126.329 | 2461.1406 | 131.2373 | 2667.1704 | 136.1755 | 2843.8875 | 141.0293 | 2944.942 | 145.9134 | 3047.7725 | 150.6892 | 3148.1325 | 155.5034 | 3251.5141 | 160.2752 | 3373.3841 | 165.0251 | 3496.3061 | 169.7527 | 3617.183 | 174.4598 | 3736.0397 | 179.1473 | 3855.1284 | 183.8169 | 3964.0321 | 188.4689 | 4029.8796 | 193.1049 |  | 109.8754 | 32.8625 | 172.6701 | 37.0306 | 197.7511 | 42.9832 | 223.5245 | 49.1462 | 252.4475 | 55.507 | 305.2974 | 61.5453 | 407.3829 | 66.563 | 515.205 | 73.5491 | 620.7459 | 80.7567 | 760.5419 | 88.0936 | 974.1076 | 95.6422 | 1235.5375 | 103.8734 | 1495.0487 | 110.7998 | 1751.9079 | 117.699 | 1989.3561 | 124.5797 | 2199.2325 | 131.4719 | 2413.5721 | 138.3015 | 2634.6572 | 145.0985 | 2833.3153 | 151.8652 | 3024.3184 | 158.6779 | 3195.4152 | 165.4009 | 3321.781 | 172.1698 | 3456.5929 | 178.8198 | 3591.2246 | 185.5241 | 3726.3967 | 192.1878 | 3851.9507 | 198.8321 | 3939.954 | 205.4589 | 4026.5989 | 212.0692 | 4111.777 | 218.6636 | 4197.7054 | 225.2431 | 4287.0416 | 231.8089 | 4372.8306 | 238.3613 |  | 109.8754 | 32.8625 | 205.3221 | 37.0306 | 254.3963 | 47.4672 | 301.6576 | 58.0203 | 351.8521 | 68.6327 | 428.4646 | 79.4377 | 533.2841 | 90.4179 | 653.4676 | 101.5338 | 803.9781 | 112.8468 | 989.0638 | 124.3646 | 1237.6293 | 136.0992 | 1502.078 | 147.5513 | 1765.4761 | 157.1108 | 2026.6327 | 166.599 | 2269.8647 | 176.0311 | 2779.9405 | 185.4505 | 4172.6478 | 268.3276 | 5564.1048 | 351.1729 | 6955.2209 | 433.989 | 8337.6312 | 517.021 | 9691.2619 | 599.8594 | 10980.23 | 682.9673 | 12272.2601 | 765.7054 | 13513.1698 | 848.776 | 14752.0865 | 931.7769 | 15992.2401 | 1014.8015 | 17234.1119 | 1097.852 | 18468.4646 | 1180.931 | 19697.287 | 1264.0397 | 20920.9228 | 1347.181 | 21827.5997 | 1430.3554 | 21911.9599 | 1439.4786 |  | 109.8754 | 32.8625 | 205.3221 | 37.0306 | 254.3963 | 47.4672 | 301.6576 | 58.0203 | 351.8521 | 68.6327 | 439.3075 | 79.4376 | 587.4741 | 90.4176 | 740.1423 | 101.5331 | 890.6528 | 112.8457 | 1075.7385 | 124.3628 | 1619.5173 | 136.0967 | 3064.2896 | 221.0505 | 4506.5727 | 304.099 | 5945.5355 | 387.0882 | 7364.4696 | 470.0724 | 8755.0636 | 553.2016 | 10147.8499 | 636.1805 | 11541.768 | 719.1232 | 12935.0341 | 802.034 | 14326.5711 | 885.3318 | 15691.3474 | 968.2833 | 16948.6952 | 1051.6559 | 18209.1296 | 1134.4517 | 19465.3489 | 1217.738 | 20722.0101 | 1300.91 | 21602.6828 | 1384.1054 | 21680.6964 | 1393.4198 | 21760.7274 | 1402.6923 | 21832.4325 | 1411.9241 | 21916.136 | 1421.1184 | 22003.7711 | 1430.2758 | 22088.3542 | 1439.3983
Rossendale |  | 137.1124 | 46.7167 | 226.3435 | 52.6648 | 260.9456 | 67.5321 | 297.5355 | 82.4092 | 338.5528 | 97.5307 | 412.3367 | 112.8101 | 552.1062 | 128.3257 | 699.7018 | 143.9065 | 844.2196 | 159.9184 | 1035.6411 | 176.0161 | 1324.5665 | 192.6009 | 1668.4719 | 208.6444 | 2009.7508 | 221.9845 | 2347.4816 | 235.214 | 2658.9309 | 248.3415 | 2932.732 | 261.3393 | 3212.8228 | 377.427 | 3502.425 | 493.6243 | 3739.8055 | 609.6359 | 3965.73 | 725.5118 | 4172.9821 | 841.2399 | 4331.4264 | 956.8206 | 4503.8072 | 1072.0984 | 4682.2354 | 1187.4223 | 4861.8548 | 1302.5504 | 5029.7168 | 1417.5511 | 5150.5501 | 1532.4308 | 5269.6217 | 1647.1958 | 5386.7612 | 1761.8503 | 5504.7694 | 1876.4012 | 5627.0366 | 1990.8514 | 5744.6824 | 2002.16 |  | 137.1124 | 46.7167 | 142.0309 | 52.6648 | 148.0219 | 60.2186 | 153.5143 | 67.9492 | 159.9797 | 76.0809 | 200.0365 | 83.4361 | 341.493 | 88.8583 | 489.6589 | 97.6261 | 633.7988 | 106.7847 | 824.3958 | 115.9646 | 1100.8055 | 125.5316 | 1398.4353 | 136.1311 | 1693.5192 | 143.2469 | 1984.9602 | 150.3095 | 2250.0537 | 157.3236 | 2487.7727 | 164.2719 | 2754.2065 | 170.9832 | 3020.0496 | 177.8282 | 3288.2093 | 184.6188 | 3551.9058 | 191.3665 | 3771.0295 | 198.0675 | 3875.8758 | 204.7206 | 3982.6728 | 211.2966 | 4086.7578 | 217.8664 | 4192.7609 | 224.3818 | 4334.9463 | 230.8587 | 4478.322 | 237.2969 | 4619.291 | 243.6988 | 4757.7882 | 250.0659 | 4896.514 | 256.4009 | 5023.0481 | 262.7041 | 5098.2032 | 268.9781 |  | 137.1124 | 46.7167 | 226.3435 | 52.6648 | 260.9456 | 61.1527 | 297.5355 | 69.8048 | 338.5528 | 78.8785 | 412.3367 | 87.4011 | 552.1062 | 94.4696 | 699.7018 | 104.243 | 844.2196 | 114.4426 | 1035.6411 | 124.6809 | 1324.5665 | 135.3482 | 1668.4719 | 146.8818 | 2009.7508 | 156.5508 | 2347.4816 | 166.1742 | 2658.9309 | 175.7548 | 2932.732 | 185.2719 | 3212.8228 | 194.5336 | 3502.425 | 203.9569 | 3739.8055 | 213.3291 | 3965.73 | 222.6654 | 4172.9821 | 231.9575 | 4331.4264 | 241.2058 | 4503.8072 | 250.3736 | 4682.2354 | 259.5449 | 4861.8548 | 268.6633 | 5029.7168 | 277.7437 | 5150.5501 | 286.7887 | 5269.6217 | 295.8001 | 5386.7612 | 304.7788 | 5504.7694 | 313.7266 | 5627.0366 | 322.645 | 5744.6824 | 331.5349 |  | 137.1124 | 46.7167 | 272.688 | 52.6648 | 340.4797 | 67.5321 | 407.6571 | 82.4092 | 478.9006 | 97.5307 | 586.4543 | 112.8101 | 729.9873 | 128.3257 | 890.8972 | 143.9065 | 1082.7082 | 159.9184 | 1321.8335 | 176.0161 | 1647.8191 | 192.6009 | 1995.5121 | 208.6444 | 2341.805 | 221.9845 | 2685.0228 | 235.214 | 3003.991 | 248.3415 | 3735.7891 | 261.3393 | 5817.6393 | 377.427 | 7895.2597 | 493.6243 | 9980.3206 | 609.6359 | 12056.5909 | 725.5118 | 14090.4336 | 841.2399 | 16027.6206 | 956.8206 | 17983.6932 | 1072.0984 | 19864.9664 | 1187.4223 | 21742.1524 | 1302.5504 | 23620.014 | 1417.5511 | 25499.4513 | 1532.4308 | 27366.4267 | 1647.1958 | 29224.0426 | 1761.8503 | 31073.0154 | 1876.4012 | 32332.6529 | 1990.8514 | 32436.9928 | 2002.16 |  | 137.1124 | 46.7167 | 272.688 | 52.6648 | 340.4797 | 67.5321 | 407.6571 | 82.4092 | 478.9006 | 97.5307 | 597.7583 | 112.8082 | 786.4781 | 128.3194 | 981.2465 | 143.8931 | 1173.0576 | 159.895 | 1412.1828 | 175.9798 | 2190.1567 | 192.5481 | 4345.0733 | 312.4747 | 6496.3471 | 429.5019 | 8642.8962 | 546.2744 | 10762.0468 | 662.8482 | 12842.2251 | 779.1675 | 14925.6941 | 894.3393 | 17012.819 | 1010.2257 | 19100.3977 | 1125.929 | 21191.5092 | 1241.5299 | 23256.8149 | 1356.9921 | 25165.5448 | 1472.3112 | 27077.795 | 1587.2535 | 28982.68 | 1702.3397 | 30887.2074 | 1817.2052 | 31976.1089 | 1931.9487 | 32075.1571 | 1943.4941 | 32175.7907 | 1954.9845 | 32269.3802 | 1966.4211 | 32372.9503 | 1977.808 | 32479.7087 | 1989.1454 | 32583.9546 | 2000.4357
Royton |  | 106.4549 | 20.7034 | 159.7591 | 23.3614 | 181.826 | 29.9864 | 205.831 | 36.7142 | 232.9905 | 43.5116 | 277.2013 | 50.4588 | 360.6978 | 57.5175 | 448.9154 | 64.7134 | 535.2733 | 72.024 | 649.5799 | 79.4899 | 821.5535 | 87.1057 | 1025.2237 | 94.6055 | 1227.404 | 100.8733 | 1427.4021 | 107.1534 | 1611.3141 | 113.3715 | 1772.749 | 119.5465 | 1937.7186 | 173.2815 | 2107.9851 | 227.074 | 2251.24 | 281.0933 | 2385.7262 | 335.1575 | 2509.1146 | 389.4956 | 2604.1057 | 443.8244 | 2717.8522 | 498.3944 | 2843.8817 | 553.0838 | 2970.5727 | 607.9118 | 3086.6379 | 662.8807 | 3161.7513 | 717.9909 | 3235.4405 | 773.2426 | 3307.5704 | 828.6353 | 3380.5841 | 884.1699 | 3457.4016 | 939.8455 | 3530.3729 | 946.9265 |  | 106.4549 | 20.7034 | 110.5972 | 23.3614 | 115.6923 | 26.7389 | 120.9062 | 30.2567 | 127.1307 | 33.91 | 153.2499 | 37.2713 | 238.8405 | 39.7641 | 327.8988 | 43.8214 | 414.0047 | 47.9974 | 527.5777 | 52.2586 | 692.1502 | 56.6466 | 869.5896 | 61.585 | 1045.3542 | 64.9419 | 1219.0199 | 68.312 | 1376.4675 | 71.6473 | 1517.7853 | 74.9606 | 1677.9758 | 78.3067 | 1838.4413 | 81.5996 | 1996.4727 | 84.9111 | 2150.4102 | 88.1805 | 2278.2384 | 91.4731 | 2341.3954 | 94.7187 | 2406.0731 | 97.9765 | 2469.4869 | 101.2198 | 2534.3642 | 104.4534 | 2660.4469 | 107.6793 | 2787.2064 | 110.8972 | 2911.3819 | 114.108 | 3033.152 | 117.3123 | 3155.0562 | 120.5111 | 3266.0581 | 123.7046 | 3331.1729 | 126.8936 |  | 106.4549 | 20.7034 | 159.7591 | 23.3614 | 181.826 | 27.1537 | 205.831 | 31.0988 | 232.9905 | 35.1903 | 277.2013 | 39.0936 | 360.6978 | 42.3427 | 448.9154 | 46.8771 | 535.2733 | 51.5426 | 649.5799 | 56.3067 | 821.5535 | 61.2126 | 1025.2237 | 66.6005 | 1227.404 | 71.1392 | 1427.4021 | 75.7018 | 1611.3141 | 80.2346 | 1772.749 | 84.7504 | 1937.7186 | 89.3128 | 2107.9851 | 93.823 | 2251.24 | 98.3626 | 2385.7262 | 102.8625 | 2509.1146 | 107.3967 | 2604.1057 | 111.8841 | 2717.8522 | 116.393 | 2843.8817 | 120.8922 | 2970.5727 | 125.3876 | 3086.6379 | 129.8796 | 3161.7513 | 134.3693 | 3235.4405 | 138.8574 | 3307.5704 | 143.3439 | 3380.5841 | 147.8296 | 3457.4016 | 152.315 | 3530.3729 | 156.8003 |  | 106.4549 | 20.7034 | 187.3321 | 23.3614 | 230.2836 | 29.9864 | 273.2792 | 36.7142 | 319.9119 | 43.5116 | 388.864 | 50.4588 | 476.4463 | 57.5175 | 572.7954 | 64.7134 | 686.4444 | 72.024 | 828.3777 | 79.4899 | 1022.2628 | 87.1057 | 1229.3099 | 94.6055 | 1435.6661 | 100.8733 | 1640.2531 | 107.1534 | 1830.4843 | 113.3715 | 2356.0009 | 119.5465 | 3954.3436 | 173.2815 | 5568.0606 | 227.074 | 7188.7698 | 281.0933 | 8802.6702 | 335.1575 | 10383.9968 | 389.4956 | 11893.382 | 443.8244 | 13427.3847 | 498.3944 | 14903.4364 | 553.0838 | 16376.811 | 607.9118 | 17851.1332 | 662.8807 | 19327.2728 | 717.9909 | 20794.4256 | 773.2426 | 22254.8317 | 828.6353 | 23708.9964 | 884.1699 | 24749.7061 | 939.8455 | 24820.6339 | 946.9265 |  | 106.4549 | 20.7034 | 187.3321 | 23.3614 | 230.2836 | 29.9864 | 273.2792 | 36.7142 | 319.9119 | 43.5116 | 395.2445 | 50.4593 | 508.338 | 57.5193 | 623.8099 | 64.7172 | 737.4589 | 72.0306 | 879.3923 | 79.5003 | 1432.0425 | 87.1207 | 3073.401 | 141.765 | 4712.4892 | 195.3029 | 6348.5347 | 249.0488 | 7967.7184 | 302.8554 | 9563.5042 | 356.7485 | 11163.1092 | 411.007 | 12785.1522 | 465.203 | 14408.0348 | 519.7171 | 16033.6936 | 574.1929 | 17647.7396 | 629.0339 | 19144.1344 | 683.77 | 20644.2511 | 738.8026 | 22138.9725 | 793.9402 | 23633.9821 | 849.2125 | 24590.7686 | 904.6235 | 24656.306 | 911.8109 | 24723.9672 | 918.9759 | 24783.2314 | 926.1193 | 24854.6716 | 933.2433 | 24930.2629 | 940.3483 | 25002.5172 | 947.4356
Sale |  | 239.829 | 37.0482 | 336.6944 | 41.8978 | 379.1341 | 53.8664 | 419.8958 | 65.9137 | 465.8575 | 78.0795 | 549.3499 | 90.5197 | 715.5233 | 103.2172 | 891.1021 | 116.1094 | 1062.9021 | 129.2703 | 1290.2722 | 142.7231 | 1633.8535 | 156.4197 | 2045.1613 | 169.9257 | 2453.4878 | 181.2502 | 2857.2798 | 192.516 | 3228.4608 | 203.7445 | 3554.7307 | 214.8952 | 3887.6862 | 311.358 | 4230.6509 | 408.1165 | 4553.1158 | 505.1294 | 4851.3449 | 602.2911 | 5104.3754 | 699.6682 | 5298.4459 | 797.5281 | 5533.4908 | 895.2607 | 5793.6702 | 993.5942 | 6053.7549 | 1092.102 | 6289.9152 | 1190.8911 | 6437.0303 | 1289.9667 | 6581.2164 | 1389.3338 | 6722.292 | 1488.9956 | 6865.4929 | 1588.9574 | 7016.9787 | 1689.2211 | 7160.6074 | 1702.1834 |  | 239.829 | 37.0482 | 249.329 | 41.8978 | 261.0913 | 48.0329 | 268.98 | 54.368 | 278.2113 | 60.9491 | 326.6455 | 67.0127 | 494.7827 | 71.5541 | 670.943 | 78.8721 | 841.5128 | 86.4442 | 1066.9917 | 94.1748 | 1393.9165 | 102.1134 | 1746.4519 | 111.0514 | 2096.0855 | 117.1577 | 2441.187 | 123.2348 | 2753.5562 | 129.2961 | 3035.8915 | 135.3165 | 3374.1305 | 141.3041 | 3723.9413 | 147.2889 | 4045.8097 | 153.2484 | 4356.6846 | 159.1553 | 4624.3263 | 165.0376 | 4782.4965 | 170.9533 | 4942.7014 | 176.7706 | 5099.3804 | 182.6411 | 5258.5751 | 188.4783 | 5569.4016 | 194.3054 | 5882.6756 | 200.1218 | 6190.4199 | 205.9295 | 6493.1544 | 211.7295 | 6796.7745 | 217.5237 | 7074.8783 | 223.3124 | 7243.7949 | 229.0973 |  | 239.829 | 37.0482 | 336.6944 | 41.8978 | 379.1341 | 48.7779 | 419.8958 | 55.8323 | 465.8575 | 63.1472 | 549.3499 | 70.1313 | 715.5233 | 75.9855 | 891.1021 | 84.1074 | 1062.9021 | 92.5099 | 1290.2722 | 101.0978 | 1633.8535 | 109.9223 | 2045.1613 | 119.6245 | 2453.4878 | 127.8237 | 2857.2798 | 136.0089 | 3228.4608 | 144.1928 | 3554.7307 | 152.3462 | 3887.6862 | 160.4803 | 4230.6509 | 168.6266 | 4553.1158 | 176.7593 | 4851.3449 | 184.848 | 5104.3754 | 192.9215 | 5298.4459 | 201.0496 | 5533.4908 | 209.0756 | 5793.6702 | 217.1783 | 6053.7549 | 225.2564 | 6289.9152 | 233.3337 | 6437.0303 | 241.4124 | 6581.2164 | 249.4938 | 6722.292 | 257.5783 | 6865.4929 | 265.6671 | 7016.9787 | 273.7616 | 7160.6074 | 281.8622 |  | 239.829 | 37.0482 | 386.9116 | 41.8978 | 469.2787 | 53.8664 | 543.1705 | 65.9137 | 622.5272 | 78.0795 | 744.9469 | 90.5197 | 916.8511 | 103.2172 | 1110.1458 | 116.1094 | 1342.9185 | 129.2703 | 1632.1404 | 142.7231 | 2024.5398 | 156.4197 | 2443.0878 | 169.9257 | 2860.4591 | 181.2502 | 3274.6775 | 192.516 | 3659.0259 | 203.7445 | 4485.1479 | 214.8952 | 6769.9366 | 311.358 | 9069.2061 | 408.1165 | 11361.2586 | 505.1294 | 13634.2298 | 602.2911 | 15861.1326 | 699.6682 | 17984.7937 | 797.5281 | 20128.3916 | 895.2607 | 22190.4478 | 993.5942 | 24251.5226 | 1092.102 | 26317.3437 | 1190.8911 | 28388.562 | 1289.9667 | 30449.7539 | 1389.3338 | 32503.8494 | 1488.9956 | 34551.7013 | 1588.9574 | 36315.253 | 1689.2211 | 36486.2623 | 1702.1834 |  | 239.829 | 37.0482 | 386.9116 | 41.8978 | 469.2787 | 53.8664 | 543.1705 | 65.9137 | 622.5272 | 78.0795 | 759.2322 | 90.5163 | 988.2541 | 103.2061 | 1224.3636 | 116.086 | 1457.1363 | 129.2293 | 1746.3582 | 142.659 | 2626.3916 | 156.3266 | 4994.3776 | 254.3845 | 7358.7011 | 350.5191 | 9717.6943 | 446.8646 | 12043.3198 | 543.4826 | 14323.1156 | 640.2719 | 16607.2999 | 737.259 | 18907.1652 | 834.5992 | 21207.1269 | 932.1767 | 23495.0694 | 1029.8157 | 25751.5773 | 1127.6566 | 27837.0651 | 1226.1132 | 29929.8956 | 1324.2389 | 32017.7102 | 1423.1354 | 34108.5352 | 1522.1619 | 36093.8937 | 1621.4748 | 36246.758 | 1634.3918 | 36406.4186 | 1647.3084 | 36538.9822 | 1660.2244 | 36710.7908 | 1673.1424 | 36895.8639 | 1686.0616 | 37070.3516 | 1698.9829
Skelmersdale |  | 188.9899 | 36.6158 | 276.5316 | 41.1444 | 314.0273 | 52.5932 | 349.1778 | 64.3484 | 388.7578 | 76.2143 | 460.3905 | 88.3152 | 597.1694 | 100.6221 | 741.6449 | 113.1446 | 883.1192 | 125.8924 | 1070.2913 | 138.8925 | 1381.9256 | 152.133 | 1834.677 | 165.1477 | 2284.8856 | 176.0633 | 2731.2655 | 186.9143 | 3150.6188 | 197.5468 | 3532.7758 | 208.0742 | 3920.2115 | 301.1358 | 4315.5798 | 394.1559 | 4771.6253 | 487.1448 | 5255.6435 | 580.1303 | 5702.4704 | 673.0813 | 5979.6017 | 765.3428 | 6220.0623 | 858.0069 | 6419.6085 | 950.6647 | 6619.3303 | 1043.1088 | 6802.4131 | 1135.4582 | 6921.1858 | 1227.7107 | 7037.7548 | 1319.8642 | 7152.0004 | 1411.9158 | 7267.6535 | 1503.8648 | 7389.1771 | 1595.708 | 7504.9447 | 1604.8472 |  | 188.9899 | 36.6158 | 196.4837 | 41.1444 | 205.8857 | 46.8975 | 211.5741 | 52.9918 | 218.3223 | 59.3158 | 257.5489 | 65.1124 | 395.3241 | 69.4059 | 539.9314 | 76.4186 | 680.5556 | 83.6577 | 866.5393 | 91.0356 | 1136.3059 | 98.6243 | 1427.0198 | 107.1596 | 1715.0379 | 112.9769 | 1999.5932 | 118.763 | 2257.23 | 124.4208 | 2518.8199 | 130.0244 | 2913.13 | 135.6142 | 3324.0016 | 141.1473 | 3752.4781 | 146.638 | 4190.6872 | 152.0956 | 4601.0641 | 157.5144 | 4934.3598 | 162.7567 | 5273.1676 | 168.0722 | 5602.7501 | 173.3635 | 5929.4435 | 178.5944 | 6135.6228 | 183.7917 | 6343.2963 | 188.955 | 6547.01 | 194.0859 | 6746.8159 | 199.1857 | 6946.5966 | 204.2559 | 7128.2614 | 209.2971 | 7234.8301 | 214.3109 |  | 188.9899 | 36.6158 | 276.5316 | 41.1444 | 314.0273 | 47.625 | 349.1778 | 54.5064 | 388.7578 | 61.6387 | 460.3905 | 68.4233 | 597.1694 | 74.075 | 741.6449 | 81.9598 | 883.1192 | 90.0925 | 1070.2913 | 98.3844 | 1381.9256 | 106.9098 | 1834.677 | 116.2609 | 2284.8856 | 124.1657 | 2731.2655 | 132.0514 | 3150.6188 | 139.8066 | 3532.7758 | 147.5106 | 3920.2115 | 155.2115 | 4315.5798 | 162.8583 | 4771.6253 | 170.466 | 5255.6435 | 178.0467 | 5702.4704 | 185.5906 | 5979.6017 | 192.9359 | 6220.0623 | 200.3755 | 6419.6085 | 207.7948 | 6619.3303 | 215.1511 | 6802.4131 | 222.4727 | 6921.1858 | 229.7615 | 7037.7548 | 237.0186 | 7152.0004 | 244.2444 | 7267.6535 | 251.44 | 7389.1771 | 258.6066 | 7504.9447 | 265.7445 |  | 188.9899 | 36.6158 | 322.1612 | 41.1444 | 395.744 | 52.5932 | 460.048 | 64.3484 | 528.6632 | 76.2143 | 632.7429 | 88.3152 | 773.8669 | 100.6221 | 961.5539 | 113.1446 | 1266.8441 | 125.8924 | 1618.3987 | 138.8925 | 2055.0018 | 152.133 | 2512.8579 | 165.1477 | 2969.3621 | 176.0633 | 3422.9267 | 186.9143 | 3851.4576 | 197.5468 | 4588.3771 | 208.0742 | 6361.9285 | 301.1358 | 8139.3203 | 394.1559 | 9917.7925 | 487.1448 | 11680.8424 | 580.1303 | 13401.8413 | 673.0813 | 15033.6234 | 765.3428 | 16577.966 | 858.0069 | 18052.7783 | 950.6647 | 19526.5776 | 1043.1088 | 21003.6105 | 1135.4582 | 22483.9674 | 1227.7107 | 23956.3942 | 1319.8642 | 25422.993 | 1411.9158 | 26884.0531 | 1503.8648 | 28096.2035 | 1595.708 | 28219.0373 | 1604.8472 |  | 188.9899 | 36.6158 | 322.1612 | 41.1444 | 395.744 | 52.5932 | 460.048 | 64.3484 | 528.6632 | 76.2143 | 673.0501 | 88.3198 | 975.2242 | 100.6367 | 1283.4942 | 113.1755 | 1588.7844 | 125.9462 | 1940.3391 | 138.9765 | 2723.5058 | 152.2547 | 4566.863 | 247.6675 | 6407.1199 | 341.1995 | 8242.9574 | 434.8948 | 10051.1357 | 528.3414 | 11821.1588 | 621.7289 | 13592.3172 | 715.2473 | 15359.5348 | 808.6764 | 17132.9926 | 902.0633 | 18905.0303 | 995.4606 | 20555.0065 | 1088.8116 | 22047.405 | 1181.1082 | 23544.7128 | 1274.0878 | 25037.8857 | 1367.0789 | 26532.8663 | 1459.7847 | 27897.5454 | 1552.3835 | 28006.4344 | 1562.0236 | 28119.1982 | 1571.5637 | 28214.3097 | 1581.0073 | 28334.3438 | 1590.3599 | 28462.2176 | 1599.6241 | 28583.993 | 1608.8035
Spadeadam 11/33kV |  | 9.9738 | 5.552 | 11.6317 | 6.2447 | 12.5813 | 7.9826 | 13.3376 | 9.7337 | 14.2315 | 11.4945 | 15.7124 | 13.2826 | 18.1831 | 15.0802 | 20.8279 | 16.9151 | 23.427 | 18.7598 | 26.8162 | 20.651 | 43.6845 | 22.5512 | 96.6296 | 24.4087 | 149.5479 | 25.9474 | 202.3712 | 27.4692 | 254.5885 | 28.9501 | 306.1667 | 30.4365 | 357.8128 | 43.9295 | 409.5104 | 57.3454 | 500.6324 | 70.7522 | 608.3034 | 84.0384 | 710.1947 | 97.2534 | 762.135 | 110.3986 | 791.2003 | 123.569 | 800.1979 | 136.5905 | 809.2983 | 149.5749 | 817.488 | 162.4977 | 820.5173 | 175.3598 | 823.258 | 188.1617 | 825.7231 | 200.9038 | 828.1733 | 213.587 | 830.9533 | 226.2116 | 833.2097 | 227.0903 |  | 9.9738 | 5.552 | 10.2775 | 6.2447 | 10.6712 | 7.1181 | 10.9148 | 8.0228 | 11.2135 | 8.9604 | 12.0247 | 9.8148 | 14.3279 | 10.4302 | 16.8025 | 11.4601 | 19.2313 | 12.5086 | 22.4591 | 13.5845 | 27.1602 | 14.6746 | 32.2902 | 15.8993 | 37.4004 | 16.7157 | 42.5295 | 17.5235 | 47.1492 | 18.3078 | 63.4927 | 19.0979 | 120.6238 | 19.8656 | 184.0658 | 20.6215 | 255.3409 | 21.3873 | 332.7681 | 22.1261 | 415.0712 | 22.856 | 507.3374 | 23.5773 | 601.2769 | 24.3089 | 692.6653 | 25.0151 | 781.7871 | 25.7186 | 797.6773 | 26.415 | 814.7771 | 27.1043 | 832.4022 | 27.7867 | 850.4285 | 28.4625 | 868.9444 | 29.132 | 886.1922 | 29.7953 | 896.8898 | 30.4526 |  | 9.9738 | 5.552 | 11.6317 | 6.2447 | 12.5813 | 7.2285 | 13.3376 | 8.2449 | 14.2315 | 9.2963 | 15.7124 | 10.2909 | 18.1831 | 11.1016 | 20.8279 | 12.253 | 23.427 | 13.4251 | 26.8162 | 14.6281 | 43.6845 | 15.8476 | 96.6296 | 17.1833 | 149.5479 | 18.299 | 202.3712 | 19.4064 | 254.5885 | 20.4884 | 306.1667 | 21.5774 | 357.8128 | 22.6422 | 409.5104 | 23.6941 | 500.6324 | 24.7582 | 608.3034 | 25.7921 | 710.1947 | 26.816 | 762.135 | 27.8305 | 791.2003 | 28.8578 | 800.1979 | 29.8557 | 809.2983 | 30.8512 | 817.488 | 31.8385 | 820.5173 | 32.8179 | 823.258 | 33.7897 | 825.7231 | 34.7539 | 828.1733 | 35.7109 | 830.9533 | 36.6607 | 833.2097 | 37.6036 |  | 9.9738 | 5.552 | 12.482 | 6.2447 | 14.2505 | 7.9826 | 15.5434 | 9.7337 | 17.0245 | 11.4945 | 19.1508 | 13.2826 | 21.9597 | 15.0802 | 36.9121 | 16.9151 | 87.4417 | 18.7598 | 138.8239 | 20.651 | 191.804 | 22.5512 | 245.2285 | 24.4087 | 298.7094 | 25.9474 | 352.18 | 27.4692 | 405.0684 | 28.9501 | 461.0234 | 30.4365 | 529.7001 | 43.9295 | 606.238 | 57.3454 | 680.9562 | 70.7522 | 753.4713 | 84.0384 | 822.214 | 97.2534 | 884.3049 | 110.3986 | 907.002 | 123.569 | 924.7563 | 136.5905 | 942.9467 | 149.5749 | 962.0116 | 162.4977 | 981.4586 | 175.3598 | 1000.8743 | 188.1617 | 1020.285 | 200.9038 | 1039.5884 | 213.587 | 1105.6811 | 226.2116 | 1108.199 | 227.0903 |  | 9.9738 | 5.552 | 12.482 | 6.2447 | 14.2505 | 7.9826 | 15.5434 | 9.7337 | 17.0245 | 11.4945 | 31.0842 | 13.2826 | 81.5621 | 15.0804 | 132.1912 | 16.9154 | 182.7209 | 18.7603 | 234.103 | 20.6518 | 290.8442 | 22.5523 | 359.3059 | 36.5704 | 427.7998 | 50.228 | 496.2616 | 63.8311 | 564.1153 | 77.318 | 631.2769 | 90.8049 | 698.9379 | 104.1683 | 770.1289 | 117.4489 | 841.7288 | 130.7751 | 913.636 | 143.9294 | 946.4564 | 157.0125 | 964.3139 | 170.0264 | 982.3724 | 183.1111 | 1000.4141 | 196.0036 | 1018.9141 | 208.8711 | 1164.3313 | 221.6772 | 1163.3382 | 222.6153 | 1162.7402 | 223.5408 | 1159.2016 | 224.4541 | 1159.5274 | 225.3557 | 1160.7694 | 226.2458 | 1161.4021 | 227.1249
Spadeadam 132/11kV |  | 0.66476 | 0.93399 | 1.2619 | 1.0505 | 1.4777 | 1.3429 | 1.6991 | 1.6374 | 1.9448 | 1.9337 | 2.4281 | 2.2345 | 3.3315 | 2.5369 | 4.2842 | 2.8455 | 5.218 | 3.1559 | 6.4547 | 3.474 | 8.2485 | 3.7937 | 10.1789 | 4.1061 | 12.0916 | 4.365 | 13.9818 | 4.621 | 15.7065 | 4.8701 | 17.189 | 5.1202 | 18.7147 | 7.39 | 20.3061 | 9.6469 | 21.2337 | 11.9022 | 22.0241 | 14.1373 | 22.7593 | 16.3604 | 23.4582 | 18.5717 | 24.3049 | 20.7873 | 25.287 | 22.9778 | 26.2729 | 25.1621 | 27.2078 | 27.3361 | 27.9509 | 29.4998 | 28.6871 | 31.6534 | 29.4157 | 33.7969 | 30.1481 | 35.9305 | 30.8983 | 38.0543 | 31.6295 | 38.2021 |  | 0.66476 | 0.93399 | 0.68515 | 1.0505 | 0.70886 | 1.1974 | 0.72471 | 1.3496 | 0.74308 | 1.5074 | 0.97944 | 1.6511 | 1.882 | 1.7546 | 2.8335 | 1.9279 | 3.764 | 2.1043 | 4.9966 | 2.2852 | 6.785 | 2.4686 | 8.7091 | 2.6747 | 10.6169 | 2.812 | 12.5008 | 2.9479 | 14.2189 | 3.0798 | 15.6806 | 3.2127 | 17.027 | 3.3419 | 18.3009 | 3.469 | 19.6405 | 3.5979 | 20.9347 | 3.7221 | 21.886 | 3.8449 | 21.9515 | 3.9663 | 22.012 | 4.0893 | 22.0651 | 4.2081 | 22.1034 | 4.3265 | 22.6123 | 4.4436 | 23.1161 | 4.5596 | 23.6047 | 4.6744 | 24.0782 | 4.7881 | 24.5487 | 4.9007 | 24.9745 | 5.0123 | 25.2181 | 5.1229 |  | 0.66476 | 0.93399 | 1.2619 | 1.0505 | 1.4777 | 1.216 | 1.6991 | 1.387 | 1.9448 | 1.5639 | 2.4281 | 1.7312 | 3.3315 | 1.8676 | 4.2842 | 2.0613 | 5.218 | 2.2584 | 6.4547 | 2.4608 | 8.2485 | 2.666 | 10.1789 | 2.8906 | 12.0916 | 3.0783 | 13.9818 | 3.2646 | 15.7065 | 3.4466 | 17.189 | 3.6298 | 18.7147 | 3.809 | 20.3061 | 3.9859 | 21.2337 | 4.1649 | 22.0241 | 4.3389 | 22.7593 | 4.5111 | 23.4582 | 4.6818 | 24.3049 | 4.8546 | 25.287 | 5.0225 | 26.2729 | 5.1899 | 27.2078 | 5.356 | 27.9509 | 5.5208 | 28.6871 | 5.6842 | 29.4157 | 5.8465 | 30.1481 | 6.0074 | 30.8983 | 6.1672 | 31.6295 | 6.3258 |  | 0.66476 | 0.93399 | 1.5719 | 1.0505 | 1.9963 | 1.3429 | 2.4138 | 1.6374 | 2.8468 | 1.9337 | 3.5086 | 2.2345 | 4.419 | 2.5369 | 5.3816 | 2.8455 | 6.3266 | 3.1559 | 7.5773 | 3.474 | 9.3887 | 3.7937 | 11.3382 | 4.1061 | 13.276 | 4.365 | 15.196 | 4.621 | 16.9569 | 4.8701 | 20.1636 | 5.1202 | 28.3969 | 7.39 | 36.2699 | 9.6469 | 44.1967 | 11.9022 | 52.1079 | 14.1373 | 59.8638 | 16.3604 | 67.2414 | 18.5717 | 74.8151 | 20.7873 | 82.134 | 22.9778 | 89.4309 | 25.1621 | 96.7223 | 27.3361 | 104.0148 | 29.4998 | 111.2544 | 31.6534 | 118.4514 | 33.7969 | 125.6134 | 35.9305 | 130.0096 | 38.0543 | 130.6369 | 38.2021 |  | 0.66476 | 0.93399 | 1.5719 | 1.0505 | 1.9963 | 1.3429 | 2.4138 | 1.6374 | 2.8468 | 1.9337 | 3.5086 | 2.2345 | 4.419 | 2.5369 | 5.3816 | 2.8456 | 6.3266 | 3.1559 | 7.5773 | 3.4741 | 11.0836 | 3.7938 | 19.8093 | 6.152 | 28.5124 | 8.4496 | 37.188 | 10.7379 | 45.6927 | 13.0068 | 53.9496 | 15.2756 | 62.194 | 17.5236 | 70.1271 | 19.7578 | 78.0671 | 21.9996 | 86.0363 | 24.2124 | 94.0281 | 26.4133 | 101.458 | 28.6026 | 108.8959 | 30.8037 | 116.304 | 32.9726 | 123.704 | 35.1372 | 126.8724 | 37.2915 | 127.4999 | 37.4493 | 128.1273 | 37.605 | 128.7548 | 37.7586 | 129.3822 | 37.9103 | 130.0096 | 38.06 | 130.6369 | 38.2079
Stainburn & Siddick |  | 289.0422 | 77.7804 | 458.3905 | 87.3086 | 524.9089 | 111.5969 | 589.933 | 135.6123 | 662.9201 | 159.6517 | 803.7964 | 183.9497 | 1072.2863 | 208.4572 | 1355.595 | 232.9747 | 1633.4127 | 257.9651 | 2000.8705 | 283.0054 | 2595.2506 | 308.3028 | 3414.7677 | 332.9247 | 4229.2193 | 353.1113 | 5036.6662 | 372.9912 | 5793.2295 | 392.6071 | 6477.7982 | 411.8875 | 7174.3068 | 593.1934 | 7888.6617 | 773.518 | 8648.3426 | 952.4322 | 9443.2463 | 1128.9487 | 10175.0701 | 1305.1907 | 10645.1451 | 1480.1093 | 11056.8 | 1651.9833 | 11415.0843 | 1824.0835 | 11774.7639 | 1994.4003 | 12108.6807 | 2163.4181 | 12339.1737 | 2331.1591 | 12565.5177 | 2497.6447 | 12787.4516 | 2662.8927 | 13010.908 | 2826.9241 | 13243.1381 | 2989.7536 | 13465.28 | 2997.1437 |  | 289.0422 | 77.7804 | 298.9401 | 87.3086 | 310.9611 | 99.5112 | 318.4094 | 111.8673 | 327.3522 | 124.6443 | 400.4008 | 136.2096 | 668.4014 | 144.5494 | 950.8226 | 158.3067 | 1226.7425 | 172.5625 | 1592.0061 | 186.8076 | 2121.6728 | 201.3427 | 2691.8513 | 217.6625 | 3257.1947 | 228.3398 | 3815.6339 | 238.862 | 4323.4513 | 249.2548 | 4820.3664 | 259.4728 | 5510.8049 | 269.3291 | 6223.3088 | 279.287 | 6966.0278 | 289.0839 | 7721.6564 | 298.4607 | 8412.6017 | 308.0098 | 8926.2009 | 317.4142 | 9447.1838 | 326.3385 | 9952.6209 | 335.4572 | 10444.3549 | 344.3613 | 10745.4752 | 353.1487 | 11049.1096 | 361.82 | 11347.5442 | 370.38 | 11640.3236 | 378.832 | 11932.8151 | 387.1805 | 12199.2322 | 395.4272 | 12357.6965 | 403.5765 |  | 289.0422 | 77.7804 | 458.3905 | 87.3086 | 524.9089 | 101.0548 | 589.933 | 114.8706 | 662.9201 | 129.1192 | 803.7964 | 142.5173 | 1072.2863 | 153.46 | 1355.595 | 168.7623 | 1633.4127 | 184.6079 | 2000.8705 | 200.4667 | 2595.2506 | 216.6565 | 3414.7677 | 234.3728 | 4229.2193 | 249.0259 | 5036.6662 | 263.5111 | 5793.2295 | 277.8536 | 6477.7982 | 292.0004 | 7174.3068 | 305.744 | 7888.6617 | 319.6041 | 8648.3426 | 333.2834 | 9443.2463 | 346.4834 | 10175.0701 | 359.8839 | 10645.1451 | 373.1221 | 11056.8 | 385.7976 | 11415.0843 | 398.7053 | 11774.7639 | 411.3639 | 12108.6807 | 423.8829 | 12339.1737 | 436.2677 | 12565.5177 | 448.522 | 12787.4516 | 460.6483 | 13010.908 | 472.6501 | 13243.1381 | 484.5309 | 13465.28 | 496.2929 |  | 289.0422 | 77.7804 | 546.4739 | 87.3086 | 676.9336 | 111.5969 | 797.9419 | 135.6123 | 925.6303 | 159.6517 | 1121.7079 | 183.9497 | 1395.6032 | 208.4572 | 1746.192 | 232.9747 | 2275.968 | 257.9651 | 2896.6421 | 283.0054 | 3683.9575 | 308.3028 | 4512.4326 | 332.9247 | 5338.687 | 353.1113 | 6159.8029 | 372.9912 | 6932.7447 | 392.6071 | 8170.8475 | 411.8875 | 11019.1218 | 593.1934 | 13834.7172 | 773.518 | 16644.0595 | 952.4322 | 19428.1539 | 1128.9487 | 22144.5151 | 1305.1907 | 24713.2309 | 1480.1093 | 27141.1219 | 1651.9833 | 29462.7752 | 1824.0835 | 31779.6796 | 1994.4003 | 34098.8317 | 2163.4181 | 36420.2576 | 2331.1591 | 38724.6939 | 2497.6447 | 41015.9506 | 2662.8927 | 43295.2582 | 2826.9241 | 44915.531 | 2989.7536 | 45104.9405 | 2997.1437 |  | 289.0422 | 77.7804 | 546.4739 | 87.3086 | 676.9336 | 111.5969 | 797.9419 | 135.6123 | 925.6303 | 159.6517 | 1183.4276 | 183.9418 | 1703.8859 | 208.432 | 2239.0321 | 232.9217 | 2768.8081 | 257.8728 | 3389.4822 | 282.8618 | 4716.4841 | 308.0954 | 7702.9221 | 498.3504 | 10683.0528 | 682.8004 | 13654.7841 | 865.6631 | 16573.9117 | 1047.1107 | 19418.8139 | 1227.0013 | 22264.0612 | 1404.3631 | 25064.6767 | 1581.5484 | 27867.2928 | 1757.2906 | 30665.9506 | 1929.9105 | 33271.0621 | 2103.1247 | 35627.2689 | 2275.001 | 37987.4392 | 2442.9967 | 40338.1391 | 2612.0394 | 42688.403 | 2779.1088 | 44314.0518 | 2944.9111 | 44486.5131 | 2952.8501 | 44660.9884 | 2960.6646 | 44821.2445 | 2968.3557 | 45000.3831 | 2975.9286 | 45184.1533 | 2983.3832 | 45364.8903 | 2990.7221
Stretford |  | 117.8517 | 34.6267 | 169.4323 | 39.152 | 191.3617 | 50.3352 | 214.3484 | 61.5426 | 240.3585 | 72.8451 | 284.5097 | 84.3875 | 370.3236 | 96.1501 | 461.01 | 108.0624 | 549.7697 | 120.208 | 667.2329 | 132.6186 | 852.2009 | 145.2297 | 1094.631 | 157.649 | 1335.5347 | 168.0163 | 1574.1577 | 178.3344 | 1796.1367 | 188.62 | 1995.0402 | 198.8381 | 2197.5478 | 287.9221 | 2405.4308 | 377.2364 | 2621.3397 | 466.732 | 2836.8001 | 556.2392 | 3030.6366 | 645.8889 | 3163.007 | 735.9748 | 3304.1231 | 825.8512 | 3440.072 | 916.2014 | 3576.4347 | 1006.6681 | 3700.5725 | 1097.3382 | 3777.8266 | 1188.2183 | 3853.4199 | 1279.3146 | 3927.2328 | 1370.6318 | 4002.0291 | 1462.1761 | 4081.0963 | 1553.9508 | 4155.8328 | 1565.3937 |  | 117.8517 | 34.6267 | 122.396 | 39.152 | 127.9786 | 44.8841 | 132.984 | 50.777 | 138.9145 | 56.8933 | 165.1502 | 62.5188 | 252.6378 | 66.715 | 343.9174 | 73.4818 | 432.1639 | 80.4757 | 548.6549 | 87.614 | 717.475 | 94.9293 | 899.5489 | 103.1634 | 1080.0652 | 108.7496 | 1258.3491 | 114.3137 | 1419.9131 | 119.8657 | 1573.6611 | 125.3836 | 1779.4097 | 130.8565 | 1993.3012 | 136.3427 | 2201.4605 | 141.8076 | 2408.4736 | 147.204 | 2595.1528 | 152.5796 | 2729.518 | 157.9958 | 2866.5252 | 163.3113 | 3000.5842 | 168.6694 | 3141.076 | 173.9971 | 3295.5264 | 179.313 | 3451.5845 | 184.6167 | 3605.1511 | 189.9101 | 3756.4072 | 195.1943 | 3908.2588 | 200.471 | 4047.2631 | 205.7406 | 4130.9042 | 211.0048 |  | 117.8517 | 34.6267 | 169.4323 | 39.152 | 191.3617 | 45.5803 | 214.3484 | 52.1298 | 240.3585 | 58.9138 | 284.5097 | 65.3803 | 370.3236 | 70.7828 | 461.01 | 78.2783 | 549.7697 | 86.0247 | 667.2329 | 93.9403 | 852.2009 | 102.0586 | 1094.631 | 110.9819 | 1335.5347 | 118.4907 | 1574.1577 | 125.9898 | 1796.1367 | 133.489 | 1995.0402 | 140.9628 | 2197.5478 | 148.4009 | 2405.4308 | 155.8675 | 2621.3397 | 163.3229 | 2836.8001 | 170.7143 | 3030.6366 | 178.0928 | 3163.007 | 185.5326 | 3304.1231 | 192.866 | 3440.072 | 200.2619 | 3576.4347 | 207.6348 | 3700.5725 | 215.0037 | 3777.8266 | 222.3706 | 3853.4199 | 229.7368 | 3927.2328 | 237.1027 | 4002.0291 | 244.4698 | 4081.0963 | 251.8392 | 4155.8328 | 259.2114 |  | 117.8517 | 34.6267 | 196.0868 | 39.152 | 238.559 | 50.3352 | 279.7935 | 61.5426 | 324.4769 | 72.8451 | 391.8059 | 84.3875 | 481.4877 | 96.1501 | 588.9989 | 108.0624 | 739.3141 | 120.208 | 918.8099 | 132.6186 | 1151.5477 | 145.2297 | 1397.8178 | 157.649 | 1643.6343 | 168.0163 | 1887.9376 | 178.3344 | 2117.0211 | 188.62 | 2639.1725 | 198.8381 | 4110.6331 | 287.9221 | 5602.427 | 377.2364 | 7092.7248 | 466.732 | 8572.649 | 556.2392 | 10021.1415 | 645.8889 | 11401.2419 | 735.9748 | 12776.5198 | 825.8512 | 14093.9148 | 916.2014 | 15409.6758 | 1006.6681 | 16727.4933 | 1097.3382 | 18047.7748 | 1188.2183 | 19360.5206 | 1279.3146 | 20667.6731 | 1370.6318 | 21970.0701 | 1462.1761 | 22994.578 | 1553.9508 | 23075.2317 | 1565.3937 |  | 117.8517 | 34.6267 | 196.0868 | 39.152 | 238.559 | 50.3352 | 279.7935 | 61.5426 | 324.4769 | 72.8451 | 406.6887 | 84.3829 | 555.8767 | 96.1354 | 707.9932 | 108.0313 | 858.3085 | 120.1537 | 1037.8043 | 132.5334 | 1587.4934 | 145.1061 | 3100.927 | 235.9292 | 4612.2941 | 324.8006 | 6120.7376 | 413.7634 | 7611.8879 | 502.8909 | 9079.2246 | 592.1127 | 10550.5158 | 681.3723 | 12043.1894 | 770.9768 | 13534.9929 | 860.7622 | 15024.5977 | 950.4343 | 16477.2921 | 1040.2527 | 17811.5606 | 1130.6651 | 19149.7952 | 1220.6643 | 20483.833 | 1311.2874 | 21818.8417 | 1401.9961 | 22879.2331 | 1492.9163 | 22951.1805 | 1504.2686 | 23026.1571 | 1515.6276 | 23088.8844 | 1526.993 | 23169.3185 | 1538.3665 | 23255.6595 | 1549.747 | 23337.3447 | 1561.1352
Stuart St |  | 205.4138 | 48.6192 | 285.658 | 55.0237 | 320.8594 | 70.7467 | 352.6996 | 86.8404 | 388.4156 | 103.1743 | 461.8387 | 119.9578 | 615.6315 | 137.1887 | 778.1133 | 154.85 | 937.1176 | 172.9593 | 1147.7735 | 191.4949 | 1472.1815 | 210.4976 | 1876.513 | 229.3247 | 2277.9811 | 245.3593 | 2675.2608 | 261.2868 | 3042.5099 | 277.1521 | 3367.9852 | 292.8869 | 3699.8622 | 425.2842 | 4041.2696 | 558.3178 | 4397.6156 | 691.9907 | 4731.1733 | 826.5488 | 5003.4378 | 961.7067 | 5205.1454 | 1097.5794 | 5428.7199 | 1233.7757 | 5655.895 | 1371.2337 | 5882.8333 | 1509.1717 | 6090.4243 | 1647.8007 | 6224.0366 | 1787.1181 | 6354.8947 | 1927.1216 | 6482.8618 | 2067.807 | 6612.1644 | 2209.1735 | 6747.8298 | 2351.2163 | 6876.636 | 2371.8598 |  | 205.4138 | 48.6192 | 213.2312 | 55.0237 | 222.9083 | 63.085 | 227.9995 | 71.5509 | 233.7754 | 80.3746 | 276.0573 | 88.5574 | 430.0641 | 94.7794 | 592.2364 | 104.777 | 750.0867 | 115.1635 | 959.1866 | 125.7793 | 1262.5013 | 136.7617 | 1588.9319 | 149.1383 | 1913.1689 | 157.8056 | 2232.7594 | 166.4071 | 2522.402 | 174.9731 | 2789.551 | 183.4629 | 3136.3127 | 191.9877 | 3505.7603 | 200.4221 | 3830.3623 | 208.8116 | 4144.6322 | 217.2352 | 4427.2852 | 225.6158 | 4627.4952 | 233.989 | 4830.02 | 242.2808 | 5027.3754 | 250.68 | 5230.1542 | 259.0326 | 5499.2884 | 267.3841 | 5770.8753 | 275.7334 | 6038.0291 | 284.0829 | 6300.5069 | 292.4335 | 6562.54 | 300.7874 | 6802.193 | 309.1448 | 6951.214 | 317.5078 |  | 205.4138 | 48.6192 | 285.658 | 55.0237 | 320.8594 | 64.0636 | 352.6996 | 73.5583 | 388.4156 | 83.4427 | 461.8387 | 92.9388 | 615.6315 | 100.9943 | 778.1133 | 112.1703 | 937.1176 | 123.7751 | 1147.7735 | 135.6453 | 1472.1815 | 147.9249 | 1876.513 | 161.4403 | 2277.9811 | 173.0356 | 2675.2608 | 184.5941 | 3042.5099 | 196.1444 | 3367.9852 | 207.637 | 3699.8622 | 219.2002 | 4041.2696 | 230.6872 | 4397.6156 | 242.1474 | 4731.1733 | 253.6745 | 5003.4378 | 265.1741 | 5205.1454 | 276.6898 | 5428.7199 | 288.1311 | 5655.895 | 299.7221 | 5882.8333 | 311.2809 | 6090.4243 | 322.857 | 6224.0366 | 334.4525 | 6354.8947 | 346.0686 | 6482.8618 | 357.7056 | 6612.1644 | 369.3647 | 6747.8298 | 381.0471 | 6876.636 | 392.753 |  | 205.4138 | 48.6192 | 327.5657 | 55.0237 | 396.0338 | 70.7467 | 454.7344 | 86.8404 | 516.9328 | 103.1743 | 617.8809 | 119.9578 | 774.5758 | 137.1887 | 958.5154 | 154.85 | 1196.2502 | 172.9593 | 1486.2809 | 191.4949 | 1872.0362 | 210.4976 | 2281.7124 | 229.3247 | 2690.1838 | 245.3593 | 3095.2319 | 261.2868 | 3472.3622 | 277.1521 | 4179.775 | 292.8869 | 6006.317 | 425.2842 | 7854.0449 | 558.3178 | 9676.5175 | 691.9907 | 11474.7649 | 826.5488 | 13234.5701 | 961.7067 | 14906.0322 | 1097.5794 | 16566.2396 | 1233.7757 | 18156.9672 | 1371.2337 | 19745.9794 | 1509.1717 | 21338.251 | 1647.8007 | 22933.391 | 1787.1181 | 24518.7262 | 1927.1216 | 26097.1035 | 2067.807 | 27668.6413 | 2209.1735 | 28920.3024 | 2351.2163 | 29046.8207 | 2371.8598 |  | 205.4138 | 48.6192 | 327.5657 | 55.0237 | 396.0338 | 70.7467 | 454.7344 | 86.8404 | 516.9328 | 103.1743 | 636.854 | 119.9605 | 869.4047 | 137.1977 | 1110.1991 | 154.8689 | 1347.9339 | 172.9926 | 1637.9646 | 191.5471 | 2396.8443 | 210.5735 | 4298.3749 | 343.7216 | 6196.5995 | 475.1793 | 8089.8976 | 607.4844 | 9952.4031 | 740.635 | 11772.0054 | 874.3659 | 13595.9901 | 1009.1514 | 15434.8142 | 1144.3193 | 17267.3913 | 1280.0198 | 19076.1972 | 1416.7251 | 20836.1945 | 1553.9239 | 22448.1336 | 1691.8307 | 24063.6411 | 1829.8658 | 25673.7872 | 1969.4323 | 27285.2421 | 2109.3641 | 28702.2921 | 2249.9764 | 28809.0667 | 2270.8222 | 28920.232 | 2291.6285 | 29015.205 | 2312.3976 | 29134.5356 | 2333.1349 | 29261.5217 | 2353.8417 | 29383.6953 | 2374.5211
Thornton |  | 155.1389 | 40.836 | 236.0225 | 46.0466 | 268.3411 | 59.0114 | 300.9806 | 72.0736 | 337.7818 | 85.2625 | 406.1483 | 98.6241 | 536.7819 | 112.1933 | 674.6847 | 126.0902 | 809.9171 | 140.1307 | 988.6701 | 154.3056 | 1288.9675 | 168.8586 | 1732.6275 | 182.9998 | 2173.8783 | 194.9554 | 2611.7109 | 206.6543 | 3024.696 | 218.2774 | 3402.8652 | 229.7799 | 3786.8655 | 332.1035 | 4179.4871 | 434.4999 | 4636.5316 | 536.3506 | 5124.8852 | 638.5064 | 5575.8279 | 739.9801 | 5853.0093 | 841.2215 | 6085.9157 | 942.1051 | 6275.0274 | 1043.3172 | 6464.9329 | 1144.1103 | 6639.8253 | 1244.7264 | 6754.2219 | 1345.1712 | 6866.1733 | 1445.4502 | 6975.5413 | 1545.5673 | 7085.7991 | 1645.5284 | 7201.18 | 1745.3363 | 7310.7017 | 1754.6862 |  | 155.1389 | 40.836 | 160.4153 | 46.0466 | 166.8092 | 52.6206 | 171.7041 | 59.424 | 177.5996 | 66.5043 | 214.5262 | 72.9339 | 345.4179 | 77.6745 | 483.0524 | 85.5231 | 617.2246 | 93.5519 | 794.662 | 101.6382 | 1051.8345 | 110.0312 | 1328.8465 | 119.3704 | 1603.5206 | 125.7739 | 1874.9357 | 132.0257 | 2121.6618 | 138.2427 | 2375.2921 | 144.3971 | 2764.6667 | 150.4114 | 3172.6079 | 156.4873 | 3597.1186 | 162.3823 | 4032.7778 | 168.3723 | 4443.5725 | 174.1794 | 4783.626 | 179.9386 | 5129.2626 | 185.6264 | 5465.2971 | 191.3745 | 5795.7695 | 197.0351 | 5977.9136 | 202.6581 | 6162.889 | 208.2434 | 6345.828 | 213.7933 | 6526.4919 | 219.3091 | 6708.0736 | 224.7929 | 6874.5953 | 230.2454 | 6975.263 | 235.6687 |  | 155.1389 | 40.836 | 236.0225 | 46.0466 | 268.3411 | 53.4369 | 300.9806 | 61.05 | 337.7818 | 68.9565 | 406.1483 | 76.4102 | 536.7819 | 82.5934 | 674.6847 | 91.3373 | 809.9171 | 100.2819 | 988.6701 | 109.3023 | 1288.9675 | 118.6636 | 1732.6275 | 128.8284 | 2173.8783 | 137.489 | 2611.7109 | 145.9973 | 3024.696 | 154.478 | 3402.8652 | 162.8985 | 3786.8655 | 171.1729 | 4179.4871 | 179.5277 | 4636.5316 | 187.6845 | 5124.8852 | 195.9628 | 5575.8279 | 204.0368 | 5853.0093 | 212.0643 | 6085.9157 | 220.0155 | 6275.0274 | 228.0466 | 6464.9329 | 235.9836 | 6639.8253 | 243.8818 | 6754.2219 | 251.7437 | 6866.1733 | 259.5711 | 6975.5413 | 267.3645 | 7085.7991 | 275.1256 | 7201.18 | 282.8559 | 7310.7017 | 290.5561 |  | 155.1389 | 40.836 | 277.9388 | 46.0466 | 340.8544 | 59.0114 | 400.8499 | 72.0736 | 464.8658 | 85.2625 | 562.4868 | 98.6241 | 697.0414 | 112.1933 | 879.6252 | 126.0902 | 1183.2006 | 140.1307 | 1531.0288 | 154.3056 | 1959.8255 | 168.8586 | 2408.7979 | 182.9998 | 2857.0426 | 194.9554 | 3302.9907 | 206.6543 | 3725.646 | 218.2774 | 4403.7215 | 229.7799 | 5953.9889 | 332.1035 | 7506.3321 | 434.4999 | 9050.6957 | 536.3506 | 10579.2976 | 638.5064 | 12069.4156 | 739.9801 | 13478.5315 | 841.2215 | 14787.4671 | 942.1051 | 16034.9994 | 1043.3172 | 17280.8461 | 1144.1103 | 18529.0431 | 1244.7264 | 19779.3625 | 1345.1712 | 21021.2857 | 1445.4502 | 22256.8981 | 1545.5673 | 23486.8099 | 1645.5284 | 24463.2851 | 1745.3363 | 24565.467 | 1754.6862 |  | 155.1389 | 40.836 | 277.9388 | 46.0466 | 340.8544 | 59.0114 | 400.8499 | 72.0736 | 464.8658 | 85.2625 | 603.826 | 98.6226 | 903.5393 | 112.1887 | 1209.7637 | 126.0805 | 1513.339 | 140.1137 | 1861.1672 | 154.2792 | 2581.4046 | 168.8203 | 4195.6883 | 274.0845 | 5807.034 | 377.2319 | 7414.3144 | 479.9844 | 8995.9185 | 582.6562 | 10541.6606 | 685.142 | 12089.4393 | 787.0244 | 13629.4535 | 889.323 | 15168.3697 | 990.6942 | 16704.2799 | 1092.7744 | 18111.4149 | 1193.8012 | 19375.9637 | 1294.5999 | 20643.7153 | 1394.9819 | 21906.9921 | 1495.9472 | 23170.9171 | 1596.3837 | 24254.158 | 1696.6479 | 24343.7278 | 1706.2462 | 24435.6475 | 1715.7884 | 24515.0129 | 1725.2758 | 24611.7146 | 1734.7121 | 24713.3553 | 1744.0977 | 24811.4628 | 1753.4347
Trimpell |  | 5.4316 | 1.5566 | 9.0209 | 1.7501 | 10.389 | 2.2367 | 11.8945 | 2.7272 | 13.5831 | 3.2207 | 16.5572 | 3.7273 | 22.1002 | 4.242 | 27.9561 | 4.7654 | 33.6893 | 5.3017 | 41.2836 | 5.8413 | 53.7673 | 6.3902 | 71.4968 | 6.9244 | 89.1243 | 7.3743 | 106.6143 | 7.8104 | 123.0712 | 8.2373 | 138.0449 | 8.6526 | 153.2755 | 12.4889 | 168.8928 | 16.3149 | 185.6505 | 20.1119 | 203.4899 | 23.8901 | 220.2971 | 27.6676 | 230.8366 | 31.4098 | 240.403 | 35.1517 | 247.9089 | 38.8612 | 255.4534 | 42.5599 | 262.4708 | 46.2422 | 267.2926 | 49.9083 | 272.0314 | 53.5584 | 276.6842 | 57.1926 | 281.3791 | 60.8113 | 286.2726 | 64.4145 | 290.9667 | 64.6738 |  | 5.4316 | 1.5566 | 5.6139 | 1.7501 | 5.8344 | 1.9944 | 6.0773 | 2.2482 | 6.3622 | 2.5115 | 7.9765 | 2.7554 | 13.585 | 2.9355 | 19.4563 | 3.2306 | 25.168 | 3.5375 | 32.7189 | 3.8452 | 43.67 | 4.1614 | 55.4657 | 4.5139 | 67.1625 | 4.7544 | 78.7243 | 4.9865 | 89.2565 | 5.2134 | 99.7614 | 5.4337 | 114.8074 | 5.6524 | 130.3159 | 5.8718 | 146.7646 | 6.0847 | 163.6221 | 6.2953 | 179.1524 | 6.5079 | 191.0472 | 6.7138 | 203.1865 | 6.9211 | 215.0245 | 7.1232 | 227.5187 | 7.3243 | 234.4954 | 7.5235 | 241.7248 | 7.7207 | 249.0152 | 7.916 | 256.361 | 8.1096 | 263.8952 | 8.3014 | 270.9614 | 8.4916 | 275.4276 | 8.6801 |  | 5.4316 | 1.5566 | 9.0209 | 1.7501 | 10.389 | 2.0254 | 11.8945 | 2.3101 | 13.5831 | 2.6048 | 16.5572 | 2.8878 | 22.1002 | 3.1228 | 27.9561 | 3.452 | 33.6893 | 3.7941 | 41.2836 | 4.1377 | 53.7673 | 4.4907 | 71.4968 | 4.8746 | 89.1243 | 5.2006 | 106.6143 | 5.5179 | 123.0712 | 5.8296 | 138.0449 | 6.1341 | 153.2755 | 6.437 | 168.8928 | 6.741 | 185.6505 | 7.0377 | 203.4899 | 7.3321 | 220.2971 | 7.6289 | 230.8366 | 7.9181 | 240.403 | 8.2092 | 247.9089 | 8.4942 | 255.4534 | 8.7784 | 262.4708 | 9.0603 | 267.2926 | 9.3402 | 272.0314 | 9.6179 | 276.6842 | 9.8936 | 281.3791 | 10.1674 | 286.2726 | 10.4393 | 290.9667 | 10.7093 |  | 5.4316 | 1.5566 | 10.8745 | 1.7501 | 13.5311 | 2.2367 | 16.2808 | 2.7272 | 19.2026 | 3.2207 | 23.57 | 3.7273 | 29.2902 | 4.242 | 36.7224 | 4.7654 | 48.4445 | 5.3017 | 62.0375 | 5.8413 | 79.1054 | 6.3902 | 97.0542 | 6.9244 | 114.9398 | 7.3743 | 132.6933 | 7.8104 | 149.5476 | 8.2373 | 178.9556 | 8.6526 | 250.4739 | 12.4889 | 321.8422 | 16.3149 | 393.1983 | 20.1119 | 464.1608 | 23.8901 | 533.5358 | 27.6676 | 599.4915 | 31.4098 | 662.8684 | 35.1517 | 723.2445 | 38.8612 | 783.6988 | 42.5599 | 844.3939 | 46.2422 | 905.3343 | 49.9083 | 966.0778 | 53.5584 | 1026.7299 | 57.1926 | 1087.2115 | 60.8113 | 1150.9008 | 64.4145 | 1157.2748 | 64.6738 |  | 5.4316 | 1.5566 | 10.8745 | 1.7501 | 13.5311 | 2.2367 | 16.2808 | 2.7272 | 19.2026 | 3.2207 | 25.0418 | 3.7273 | 36.6465 | 4.2419 | 48.4885 | 4.7652 | 60.2107 | 5.3014 | 73.8036 | 5.8408 | 104.9225 | 6.3896 | 179.0427 | 10.3725 | 253.0489 | 14.2717 | 326.9037 | 18.1447 | 399.7193 | 21.9933 | 471.0442 | 25.8062 | 542.5189 | 29.6046 | 613.669 | 33.4026 | 684.7848 | 37.16 | 756.1352 | 40.8998 | 823.4559 | 44.6507 | 884.3662 | 48.3547 | 945.5713 | 52.0676 | 1006.7043 | 55.7406 | 1068.0323 | 59.4058 | 1148.3682 | 63.0548 | 1153.8766 | 63.3287 | 1159.6787 | 63.5995 | 1164.2208 | 63.8672 | 1170.5582 | 64.132 | 1177.4845 | 64.3939 | 1183.9383 | 64.6531
Ulverston |  | 146.725 | 49.9683 | 212.436 | 56.0379 | 239.5357 | 71.4901 | 265.3376 | 86.8179 | 294.5349 | 102.0626 | 349.1696 | 117.4782 | 451.9731 | 132.9173 | 560.4638 | 148.5666 | 667.0218 | 164.2366 | 807.5774 | 180.0631 | 1063.6514 | 196.0322 | 1492.8141 | 211.5483 | 1920.1348 | 224.2261 | 2344.6794 | 236.6922 | 2749.3587 | 248.9711 | 3126.8959 | 261.0191 | 3508.9198 | 376.033 | 3897.4204 | 489.7984 | 4406.1011 | 602.6706 | 4970.6956 | 714.5766 | 5498.1196 | 825.2057 | 5802.5892 | 935.1365 | 6035.901 | 1044.3723 | 6206.4213 | 1152.1828 | 6377.9442 | 1259.2509 | 6534.1436 | 1365.4073 | 6627.8285 | 1470.6663 | 6718.9542 | 1575.0414 | 6807.3659 | 1678.5441 | 6896.6423 | 1781.1877 | 6991.1795 | 1882.9819 | 7079.5662 | 1886.8278 |  | 146.725 | 49.9683 | 151.7234 | 56.0379 | 157.7825 | 63.7479 | 161.5086 | 71.6138 | 166.1169 | 79.6775 | 194.8931 | 86.9814 | 297.0252 | 92.1581 | 404.7843 | 100.9391 | 510.0549 | 109.8498 | 649.2437 | 118.841 | 850.8601 | 128.005 | 1068.1591 | 138.2893 | 1283.4048 | 144.9766 | 1496.3126 | 151.5566 | 1689.5579 | 158.0439 | 1909.6085 | 164.4107 | 2304.3927 | 170.71 | 2722.8445 | 176.825 | 3173.4536 | 182.9016 | 3644.3731 | 188.8909 | 4104.5209 | 194.7164 | 4527.104 | 200.5207 | 4956.3072 | 206.2865 | 5373.0503 | 211.8694 | 5778.5176 | 217.4054 | 5955.3728 | 222.8625 | 6134.8327 | 228.2413 | 6312.1337 | 233.5447 | 6486.9508 | 238.7749 | 6662.4607 | 243.9347 | 6822.8213 | 249.0254 | 6917.5522 | 254.0498 |  | 146.725 | 49.9683 | 212.436 | 56.0379 | 239.5357 | 64.7368 | 265.3376 | 73.5392 | 294.5349 | 82.5437 | 349.1696 | 91.0177 | 451.9731 | 97.8498 | 560.4638 | 107.6187 | 667.0218 | 117.5329 | 807.5774 | 127.5476 | 1063.6514 | 137.7595 | 1492.8141 | 148.9261 | 1920.1348 | 158.1317 | 2344.6794 | 167.2185 | 2749.3587 | 176.2003 | 3126.8959 | 185.0449 | 3508.9198 | 193.8151 | 3897.4204 | 202.3761 | 4406.1011 | 210.8918 | 4970.6956 | 219.3093 | 5498.1196 | 227.5363 | 5802.5892 | 235.7394 | 6035.901 | 243.8985 | 6206.4213 | 251.8423 | 6377.9442 | 259.7324 | 6534.1436 | 267.5271 | 6627.8285 | 275.2297 | 6718.9542 | 282.8428 | 6807.3659 | 290.3679 | 6896.6423 | 297.8073 | 6991.1795 | 305.1633 | 7079.5662 | 312.4372 |  | 146.725 | 49.9683 | 246.3429 | 56.0379 | 298.8331 | 71.4901 | 346.3344 | 86.8179 | 397.2451 | 102.0626 | 474.5165 | 117.4782 | 580.8543 | 132.9173 | 745.7956 | 148.5666 | 1066.3819 | 164.2366 | 1421.7654 | 180.0631 | 1840.7867 | 196.0322 | 2275.702 | 211.5483 | 2710.5071 | 224.2261 | 3143.7518 | 236.6922 | 3558.7554 | 248.9711 | 4281.3968 | 261.0191 | 6012.3568 | 376.033 | 7774.9248 | 489.7984 | 9538.5094 | 602.6706 | 11287.2124 | 714.5766 | 12991.2918 | 825.2057 | 14598.0411 | 935.1365 | 16067.6514 | 1044.3723 | 17465.7119 | 1152.1828 | 18861.0328 | 1259.2509 | 20258.0806 | 1365.4073 | 21656.726 | 1470.6663 | 23045.0205 | 1575.0414 | 24425.2475 | 1678.5441 | 25798.2499 | 1781.1877 | 26796.9447 | 1882.9819 | 26867.2367 | 1886.8278 |  | 146.725 | 49.9683 | 246.3429 | 56.0379 | 298.8331 | 71.4901 | 346.3344 | 86.8179 | 397.2451 | 102.0626 | 527.2181 | 117.4734 | 844.0862 | 132.9019 | 1166.6048 | 148.5342 | 1487.191 | 164.1803 | 1842.5745 | 179.9755 | 2597.9158 | 195.9057 | 4377.5649 | 316.6744 | 6154.631 | 433.5957 | 7928.0968 | 549.3546 | 9680.6461 | 664.0537 | 11404.7239 | 777.6059 | 13133.0442 | 890.2883 | 14882.0686 | 1001.5026 | 16635.5804 | 1112.0197 | 18392.5658 | 1221.616 | 19983.4763 | 1329.7708 | 21404.7828 | 1437.428 | 22827.3625 | 1544.5282 | 24243.5569 | 1649.9823 | 25659.7057 | 1754.8014 | 26693.6523 | 1858.7287 | 26751.9521 | 1862.9667 | 26811.8276 | 1867.1163 | 26861.5262 | 1871.1783 | 26924.9337 | 1875.1562 | 26991.8478 | 1879.0501 | 27056.4709 | 1882.862
Vernon Park |  | 271.589 | 68.1119 | 369.1125 | 76.8622 | 412.921 | 98.6645 | 457.8197 | 120.5459 | 508.8769 | 142.5946 | 592.1082 | 165.082 | 753.3158 | 187.907 | 923.7587 | 211.1462 | 1090.5938 | 234.7522 | 1311.0969 | 258.8448 | 1653.0292 | 283.4111 | 2088.5179 | 307.4923 | 2521.3314 | 327.5719 | 2949.7903 | 347.5336 | 3346.4313 | 367.2944 | 3700.0765 | 387.0126 | 4060.2399 | 560.358 | 4429.9518 | 733.6034 | 4811.2925 | 907.207 | 5185.4945 | 1080.7437 | 5519.355 | 1254.4082 | 5752.7037 | 1428.6707 | 6031.4172 | 1602.9566 | 6332.7002 | 1777.3374 | 6634.8725 | 1952.043 | 6905.7724 | 2126.9978 | 7058.3508 | 2302.214 | 7206.891 | 2477.7033 | 7351.0946 | 2653.474 | 7497.99 | 2829.5379 | 7655.8957 | 3005.9009 | 7803.0732 | 3026.7908 |  | 271.589 | 68.1119 | 282.3639 | 76.8622 | 295.6107 | 87.9794 | 306.7865 | 99.4425 | 320.0974 | 111.3348 | 371.0556 | 122.25 | 535.8293 | 130.3142 | 707.5012 | 143.4928 | 872.8921 | 157.0569 | 1090.9276 | 170.8855 | 1406.6738 | 185.116 | 1747.7178 | 201.0677 | 2085.5517 | 211.8598 | 2419.4336 | 222.5967 | 2721.2004 | 233.2245 | 3004.8652 | 243.8449 | 3374.6323 | 254.4654 | 3757.9734 | 264.9223 | 4126.2799 | 275.4063 | 4489.1478 | 285.768 | 4812.9615 | 296.0791 | 5039.1835 | 306.4385 | 5269.3705 | 316.7111 | 5494.6387 | 326.9198 | 5726.5488 | 337.1089 | 6116.6834 | 347.2666 | 6511.3898 | 357.3922 | 6900.4315 | 367.4894 | 7284.4819 | 377.5602 | 7671.3378 | 387.6082 | 8026.594 | 397.6341 | 8240.2932 | 407.6414 |  | 271.589 | 68.1119 | 369.1125 | 76.8622 | 412.921 | 89.3441 | 457.8197 | 102.1085 | 508.8769 | 115.3241 | 592.1082 | 127.8993 | 753.3158 | 138.3316 | 923.7587 | 152.9502 | 1090.5938 | 167.996 | 1311.0969 | 183.3526 | 1653.0292 | 199.1641 | 2088.5179 | 216.4688 | 2521.3314 | 231.0146 | 2949.7903 | 245.5258 | 3346.4313 | 259.9394 | 3700.0765 | 274.3658 | 4060.2399 | 288.82 | 4429.9518 | 303.1121 | 4811.2925 | 317.4578 | 5185.4945 | 331.6889 | 5519.355 | 345.8815 | 5752.7037 | 360.1549 | 6031.4172 | 374.3481 | 6332.7002 | 388.4876 | 6634.8725 | 402.6273 | 6905.7724 | 416.747 | 7058.3508 | 430.8507 | 7206.891 | 444.941 | 7351.0946 | 459.019 | 7497.99 | 473.0871 | 7655.8957 | 487.1478 | 7803.0732 | 501.2022 |  | 271.589 | 68.1119 | 419.0941 | 76.8622 | 503.0804 | 98.6645 | 582.6932 | 120.5459 | 669.941 | 142.5946 | 800.1963 | 165.082 | 970.6986 | 187.907 | 1169.3469 | 211.1462 | 1434.3376 | 234.7522 | 1754.2415 | 258.8448 | 2174.0377 | 283.4111 | 2619.6918 | 307.4923 | 3065.4506 | 327.5719 | 3508.8823 | 347.5336 | 3924.4883 | 367.2944 | 5063.0846 | 387.0126 | 8500.6179 | 560.358 | 12007.3933 | 733.6034 | 15522.6657 | 907.207 | 19018.9504 | 1080.7437 | 22444.7241 | 1254.4082 | 25712.1839 | 1428.6707 | 29006.6998 | 1602.9566 | 32171.6539 | 1777.3374 | 35334.2239 | 1952.043 | 38503.1361 | 2126.9978 | 41679.8168 | 2302.214 | 44840.1934 | 2477.7033 | 47988.9627 | 2653.474 | 51127.8293 | 2829.5379 | 53768.4049 | 3005.9009 | 53954.6174 | 3026.7908 |  | 271.589 | 68.1119 | 419.0941 | 76.8622 | 503.0804 | 98.6645 | 582.6932 | 120.5459 | 669.941 | 142.5946 | 823.3663 | 165.0746 | 1086.5098 | 187.8833 | 1354.6011 | 211.0959 | 1619.5918 | 234.6642 | 1939.4957 | 258.7073 | 3126.6322 | 283.2115 | 6640.0457 | 460.2625 | 10149.6399 | 633.3854 | 13653.537 | 806.5357 | 17124.379 | 979.541 | 20550.9047 | 1152.8241 | 23988.8416 | 1326.5335 | 27504.2578 | 1499.8265 | 31023.5582 | 1673.7168 | 34543.3955 | 1847.3546 | 38013.4659 | 2021.1252 | 41217.7378 | 2195.7461 | 44431.7846 | 2370.2827 | 47636.8161 | 2544.8677 | 50845.7961 | 2719.8325 | 53717.3822 | 2895.0608 | 53879.6517 | 2915.9061 | 54051.6598 | 2936.7416 | 54185.9424 | 2957.5671 | 54375.1865 | 2978.3865 | 54583.3356 | 2999.1985 | 54776.2995 | 3020.0046
West Didsbury |  | 551.9442 | 83.7994 | 777.2714 | 94.8373 | 873.3156 | 121.9372 | 965.6959 | 149.6675 | 1069.5411 | 177.8091 | 1279.6824 | 206.7229 | 1720.7527 | 236.4048 | 2186.767 | 266.8226 | 2642.7994 | 298.01 | 3246.68 | 329.9308 | 4151.0242 | 362.6522 | 5209.149 | 395.0686 | 6259.1597 | 422.6696 | 7297.5539 | 450.087 | 8251.326 | 477.3976 | 9086.4411 | 504.4842 | 9940.8693 | 732.5049 | 10824.0374 | 961.6148 | 11662.3261 | 1191.8178 | 12397.2048 | 1423.5243 | 12967.3802 | 1656.2556 | 13440.9004 | 1890.2167 | 14013.3362 | 2124.7198 | 14650.632 | 2361.3841 | 15288.0841 | 2598.8679 | 15872.7056 | 2837.5329 | 16255.8491 | 3077.3751 | 16631.427 | 3318.3908 | 16999.0518 | 3560.5729 | 17370.3879 | 3803.9205 | 17759.239 | 4048.4254 | 18129.3985 | 4083.8965 |  | 551.9442 | 83.7994 | 572.0669 | 94.8373 | 596.6774 | 108.7317 | 612.5187 | 123.3189 | 630.6411 | 138.5218 | 753.414 | 152.6188 | 1196.392 | 163.3352 | 1662.2516 | 180.5551 | 2115.0639 | 198.4436 | 2714.4857 | 216.7266 | 3583.5891 | 235.6387 | 4519.2431 | 256.9512 | 5448.9766 | 271.8701 | 6365.4834 | 286.6764 | 7197.4388 | 301.4221 | 7939.7982 | 316.037 | 8826.445 | 330.71 | 9767.6975 | 345.2297 | 10554.4059 | 359.6726 | 11297.1035 | 374.1708 | 11938.7873 | 388.5955 | 12323.0149 | 403.0089 | 12711.2308 | 417.2805 | 13091.1127 | 431.7363 | 13474.3791 | 446.1116 | 14224.8614 | 460.4848 | 14985.1174 | 474.8539 | 15736.2301 | 489.2229 | 16477.985 | 503.5935 | 17222.4422 | 517.9696 | 17908.6028 | 532.3512 | 18345.0551 | 546.7423 |  | 551.9442 | 83.7994 | 777.2714 | 94.8373 | 873.3156 | 110.4184 | 965.6959 | 126.776 | 1069.5411 | 143.804 | 1279.6824 | 160.1611 | 1720.7527 | 174.0342 | 2186.767 | 193.2811 | 2642.7994 | 213.2654 | 3246.68 | 233.7063 | 4151.0242 | 254.8499 | 5209.149 | 278.1209 | 6259.1597 | 298.0807 | 7297.5539 | 317.9778 | 8251.326 | 337.861 | 9086.4411 | 357.6452 | 9940.8693 | 377.548 | 10824.0374 | 397.3224 | 11662.3261 | 417.0513 | 12397.2048 | 436.8911 | 12967.3802 | 456.6841 | 13440.9004 | 476.5064 | 14013.3362 | 496.1986 | 14650.632 | 516.1477 | 15288.0841 | 536.0411 | 15872.7056 | 555.9636 | 16255.8491 | 575.9192 | 16631.427 | 595.91 | 16999.0518 | 615.9361 | 17370.3879 | 635.9999 | 17759.239 | 656.1033 | 18129.3985 | 676.2469 |  | 551.9442 | 83.7994 | 894.5914 | 94.8373 | 1080.4661 | 121.9372 | 1250.1651 | 149.6675 | 1430.7328 | 177.8091 | 1722.9154 | 206.7229 | 2173.6409 | 236.4048 | 2676.3714 | 266.8226 | 3257.8891 | 298.01 | 3989.3971 | 329.9308 | 4994.313 | 362.6522 | 6067.9005 | 395.0686 | 7138.8972 | 422.6696 | 8201.2774 | 450.087 | 9184.4493 | 477.3976 | 11023.505 | 504.4842 | 15791.5902 | 732.5049 | 20595.2047 | 961.6148 | 25312.0805 | 1191.8178 | 29962.4551 | 1423.5243 | 34517.4933 | 1656.2556 | 38854.305 | 1890.2167 | 43228.1376 | 2124.7198 | 47436.5137 | 2361.3841 | 51642.0198 | 2598.8679 | 55858.0837 | 2837.5329 | 60084.0728 | 3077.3751 | 64286.077 | 3318.3908 | 68471.6859 | 3560.5729 | 72642.4664 | 3803.9205 | 76196.62 | 4048.4254 | 76596.4077 | 4083.8965 |  | 551.9442 | 83.7994 | 894.5914 | 94.8373 | 1080.4661 | 121.9372 | 1250.1651 | 149.6675 | 1430.7328 | 177.8091 | 1752.0776 | 206.7275 | 2319.4026 | 236.4194 | 2909.5352 | 266.8536 | 3491.0529 | 298.0645 | 4222.5609 | 330.0162 | 6204.6252 | 362.7764 | 11185.2598 | 592.1322 | 16156.8929 | 818.5486 | 21115.0821 | 1046.4079 | 25986.6811 | 1275.7094 | 30737.2126 | 1506 | 35500.3595 | 1738.0836 | 40285.6795 | 1970.8292 | 45039.5973 | 2204.4869 | 49719.5405 | 2439.8464 | 54332.4587 | 2676.0503 | 58591.0151 | 2913.4782 | 62862.6014 | 3151.1089 | 67122.7793 | 3391.3644 | 71388.0091 | 3632.2435 | 75472.4147 | 3874.2862 | 75825.8157 | 3910.0973 | 76192.3773 | 3945.8414 | 76506.1314 | 3981.5228 | 76896.7964 | 4017.1506 | 77312.3708 | 4052.7268 | 77709.531 | 4088.2569
Westhoughton |  | 150.6233 | 32.7242 | 224.9316 | 36.909 | 255.5414 | 47.3232 | 286.2184 | 57.7717 | 320.9099 | 68.2758 | 381.9722 | 78.9606 | 497.0545 | 89.7831 | 618.5316 | 100.772 | 737.6435 | 111.941 | 895.109 | 123.2756 | 1136.2123 | 134.8049 | 1434.3104 | 146.1081 | 1730.3795 | 155.4896 | 2023.4592 | 164.7986 | 2294.4795 | 174.0325 | 2534.7762 | 183.1902 | 2780.0187 | 264.9291 | 3032.6046 | 346.5678 | 3264.5158 | 428.2356 | 3493.4633 | 509.7043 | 3703.7309 | 591.31 | 3854.1989 | 672.6627 | 4025.2927 | 754.0474 | 4208.2774 | 835.4471 | 4392.1445 | 916.785 | 4559.5059 | 998.0985 | 4663.9532 | 1079.393 | 4766.148 | 1160.6738 | 4865.8819 | 1241.9446 | 4966.8912 | 1323.211 | 5073.6525 | 1404.4756 | 5174.467 | 1413.0182 |  | 150.6233 | 32.7242 | 156.3317 | 36.909 | 163.2863 | 42.1983 | 168.5258 | 47.6466 | 174.8659 | 53.2847 | 208.5144 | 58.4378 | 324.6752 | 62.2181 | 446.4153 | 68.4245 | 564.7765 | 74.8209 | 721.084 | 81.3018 | 947.4982 | 87.9567 | 1191.4898 | 95.4344 | 1433.0702 | 100.4509 | 1671.8105 | 105.4326 | 1888.3175 | 110.3775 | 2087.366 | 115.285 | 2326.1578 | 120.1622 | 2566.6347 | 125.0013 | 2812.4554 | 129.8416 | 3056.3274 | 134.6073 | 3266.0235 | 139.3926 | 3388.4662 | 144.0991 | 3512.5218 | 148.7958 | 3632.8061 | 153.4753 | 3753.9216 | 158.1231 | 3938.049 | 162.7479 | 4122.7571 | 167.3495 | 4303.648 | 171.9297 | 4480.8443 | 176.4896 | 4658.2817 | 181.0309 | 4820.0959 | 185.5539 | 4914.9985 | 190.0604 |  | 150.6233 | 32.7242 | 224.9316 | 36.909 | 255.5414 | 42.8528 | 286.2184 | 48.9356 | 320.9099 | 55.2184 | 381.9722 | 61.1757 | 497.0545 | 66.0957 | 618.5316 | 72.9973 | 737.6435 | 80.1085 | 895.109 | 87.3222 | 1136.2123 | 94.7327 | 1434.3104 | 102.8574 | 1730.3795 | 109.6565 | 2023.4592 | 116.427 | 2294.4795 | 123.1652 | 2534.7762 | 129.8695 | 2780.0187 | 136.5499 | 3032.6046 | 143.1958 | 3264.5158 | 149.852 | 3493.4633 | 156.4324 | 3703.7309 | 163.0436 | 3854.1989 | 169.5722 | 4025.2927 | 176.0972 | 4208.2774 | 182.6107 | 4392.1445 | 189.0956 | 4559.5059 | 195.5595 | 4663.9532 | 202.0044 | 4766.148 | 208.4315 | 4865.8819 | 214.8414 | 4966.8912 | 221.2354 | 5073.6525 | 227.6147 | 5174.467 | 233.9798 |  | 150.6233 | 32.7242 | 263.2995 | 36.909 | 322.886 | 47.3232 | 378.8031 | 57.7717 | 438.8692 | 68.2758 | 528.9864 | 78.9606 | 648.3286 | 89.7831 | 785.9969 | 100.772 | 961.2237 | 111.941 | 1175.352 | 123.2756 | 1460.979 | 134.8049 | 1764.5476 | 146.1081 | 2067.6727 | 155.4896 | 2368.464 | 164.7986 | 2650.0378 | 174.0325 | 3352.7868 | 183.1902 | 5409.6003 | 264.9291 | 7481.6255 | 346.5678 | 9566.167 | 428.2356 | 11642.2599 | 509.7043 | 13675.9077 | 591.31 | 15611.7837 | 672.6627 | 17560.7703 | 754.0474 | 19433.7446 | 835.4471 | 21303.4301 | 916.785 | 23174.2866 | 998.0985 | 25047.7742 | 1079.393 | 26909.4873 | 1160.6738 | 28762.6978 | 1241.9446 | 30607.4752 | 1323.211 | 31947.0683 | 1404.4756 | 32045.7898 | 1413.0182 |  | 150.6233 | 32.7242 | 263.2995 | 36.909 | 322.886 | 47.3232 | 378.8031 | 57.7717 | 438.8692 | 68.2758 | 542.2405 | 78.9581 | 714.5622 | 89.7752 | 891.9248 | 100.7552 | 1067.1516 | 111.9117 | 1281.2799 | 123.23 | 2020.2087 | 134.7388 | 4136.1956 | 218.7579 | 6249.133 | 300.7484 | 8357.9317 | 382.5966 | 10443.6491 | 464.3202 | 12497.4245 | 545.9283 | 14555.5512 | 627.469 | 16635.894 | 708.91 | 18721.3829 | 790.4845 | 20812.0089 | 871.7488 | 22871.7911 | 953.2888 | 24772.2713 | 1034.4527 | 26676.2005 | 1115.7008 | 28573.1011 | 1196.9931 | 30470.4256 | 1278.2139 | 31730.8673 | 1359.4163 | 31821.9175 | 1368.0451 | 31915.9099 | 1376.65 | 31997.972 | 1385.2316 | 32097.2356 | 1393.792 | 32202.3133 | 1402.3311 | 32302.7035 | 1410.8501
Wigan |  | 165.3501 | 45.4022 | 255.0363 | 51.0976 | 291.7449 | 65.4183 | 329.3355 | 79.7689 | 371.591 | 94.1894 | 445.8232 | 108.8063 | 587.7407 | 123.5762 | 737.6517 | 138.5867 | 884.3739 | 153.7277 | 1078.7354 | 169.1105 | 1373.5969 | 184.7228 | 1728.8488 | 200.0025 | 2081.4759 | 212.6206 | 2430.3656 | 225.1747 | 2751.9423 | 237.5546 | 3035.018 | 249.8559 | 3324.0454 | 361.002 | 3622.0813 | 471.8983 | 3881.1623 | 582.5013 | 4128.0377 | 692.6542 | 4351.5137 | 802.7176 | 4519.4102 | 912.5314 | 4707.3374 | 1021.9451 | 4902.5464 | 1131.1403 | 5098.4973 | 1240.0949 | 5279.6535 | 1348.8053 | 5403.4183 | 1457.2788 | 5525.1823 | 1565.5224 | 5644.7808 | 1673.5411 | 5765.6084 | 1781.3422 | 5891.7245 | 1888.9294 | 6012.5016 | 1898.5929 |  | 165.3501 | 45.4022 | 171.8024 | 51.0976 | 179.8057 | 58.3336 | 186.3757 | 65.7753 | 194.1104 | 73.4809 | 235.8337 | 80.4844 | 379.9649 | 85.582 | 530.678 | 94.0328 | 677.0186 | 102.6697 | 870.4304 | 111.4366 | 1150.9206 | 120.4214 | 1453.0336 | 130.5199 | 1752.4609 | 137.2336 | 2048.1561 | 143.9253 | 2316.4413 | 150.5233 | 2558.8193 | 157.089 | 2839.871 | 163.5796 | 3123.1492 | 170.0405 | 3403.6356 | 176.4424 | 3678.8238 | 182.7424 | 3911.1236 | 189.042 | 4034.5986 | 195.2906 | 4160.4122 | 201.4597 | 4283.1627 | 207.5892 | 4410.2041 | 213.6739 | 4593.3841 | 219.7153 | 4777.7095 | 225.7134 | 4958.4933 | 231.6706 | 5135.7676 | 237.5885 | 5313.0247 | 243.4694 | 5474.3555 | 249.3141 | 5569.7267 | 255.1249 |  | 165.3501 | 45.4022 | 255.0363 | 51.0976 | 291.7449 | 59.2385 | 329.3355 | 67.5684 | 371.591 | 76.1762 | 445.8232 | 84.299 | 587.7407 | 90.9732 | 737.6517 | 100.3895 | 884.3739 | 110.0124 | 1078.7354 | 119.7893 | 1373.5969 | 129.812 | 1728.8488 | 140.798 | 2081.4759 | 149.9471 | 2430.3656 | 159.0816 | 2751.9423 | 168.1207 | 3035.018 | 177.1309 | 3324.0454 | 186.0678 | 3622.0813 | 194.9801 | 3881.1623 | 203.8339 | 4128.0377 | 212.5811 | 4351.5137 | 221.3356 | 4519.4102 | 230.0409 | 4707.3374 | 238.661 | 4902.5464 | 247.2429 | 5098.4973 | 255.7813 | 5279.6535 | 264.2742 | 5403.4183 | 272.7243 | 5525.1823 | 281.1334 | 5644.7808 | 289.5024 | 5765.6084 | 297.8331 | 5891.7245 | 306.1271 | 6012.5016 | 314.3854 |  | 165.3501 | 45.4022 | 301.682 | 51.0976 | 373.6141 | 65.4183 | 442.0503 | 79.7689 | 515.1343 | 94.1894 | 625.3341 | 108.8063 | 771.9044 | 123.5762 | 937.0461 | 138.5867 | 1138.129 | 153.7277 | 1387.2689 | 169.1105 | 1724.7654 | 184.7228 | 2084.421 | 200.0025 | 2442.6295 | 212.6206 | 2797.5866 | 225.1747 | 3127.627 | 237.5546 | 3886.8994 | 249.8559 | 6047.9027 | 361.002 | 8212.0732 | 471.8983 | 10382.6784 | 582.5013 | 12542.1017 | 692.6542 | 14657.2534 | 802.7176 | 16673.5759 | 912.5314 | 18708.2684 | 1021.9451 | 20663.9399 | 1131.1403 | 22616.435 | 1240.0949 | 24570.7256 | 1348.8053 | 26527.6558 | 1457.2788 | 28472.8035 | 1565.5224 | 30409.2935 | 1673.5411 | 32337.5024 | 1781.3422 | 33747.2643 | 1888.9294 | 33865.5991 | 1898.5929 |  | 165.3501 | 45.4022 | 301.682 | 51.0976 | 373.6141 | 65.4183 | 442.0503 | 79.7689 | 515.1343 | 94.1894 | 638.3547 | 108.8041 | 836.9847 | 123.5692 | 1041.1487 | 138.5719 | 1242.2317 | 153.7019 | 1491.3716 | 169.0703 | 2297.9487 | 184.6647 | 4533.0276 | 299.5167 | 6764.559 | 411.3592 | 8991.2726 | 522.922 | 11189.6967 | 634.0076 | 13348.3751 | 744.8676 | 15510.3805 | 855.3414 | 17682.0397 | 965.6693 | 19855.779 | 1075.7053 | 22030.2447 | 1185.1769 | 24175.5556 | 1294.7103 | 26157.4822 | 1404.002 | 28144.3943 | 1512.8247 | 30124.5333 | 1621.4581 | 32105.3658 | 1729.8621 | 33451.8821 | 1838.029 | 33560.9748 | 1847.9508 | 33673.1325 | 1857.8134 | 33772.7144 | 1867.6177 | 33890.4278 | 1877.3677 | 34014.1284 | 1887.0638 | 34133.1398 | 1896.7079
Wrightington |  | 389.0582 | 70.9139 | 666.3977 | 80.0809 | 770.5846 | 102.8235 | 878.0121 | 126.3345 | 998.3447 | 150.1763 | 1228.757 | 174.5725 | 1665.114 | 199.5135 | 2125.5092 | 224.9388 | 2576.8003 | 250.9265 | 3174.0698 | 277.421 | 4097.6362 | 304.5068 | 5259.3458 | 331.0998 | 6412.6617 | 353.5504 | 7554.9569 | 375.9469 | 8616.1802 | 398.0222 | 9560.5694 | 420.1322 | 10525.2107 | 608.815 | 11520.4275 | 798.2382 | 12420.6828 | 988.2548 | 13321.2406 | 1178.3675 | 14150.1477 | 1369.4694 | 14731.1892 | 1560.0155 | 15286.752 | 1751.1275 | 15812.5544 | 1943.3601 | 16340.1046 | 2135.6014 | 16834.5681 | 2328.2164 | 17199.7579 | 2521.1973 | 17559.837 | 2714.5369 | 17914.4219 | 2908.2258 | 18271.02 | 3102.2601 | 18638.7431 | 3296.6301 | 18993.867 | 3320.4365 |  | 389.0582 | 70.9139 | 401.5971 | 80.0809 | 416.5391 | 91.688 | 428.2156 | 104.0265 | 442.1307 | 116.8542 | 560.7748 | 128.6702 | 997.7943 | 137.569 | 1457.7169 | 151.863 | 1906.7472 | 166.67 | 2501.1393 | 181.7453 | 3363.1262 | 197.3053 | 4290.8987 | 214.7303 | 5211.0547 | 226.7474 | 6119.7979 | 238.7429 | 6947.6575 | 250.5485 | 7712.5366 | 262.3917 | 8636.7335 | 274.0203 | 9569.5116 | 285.6861 | 10533.5498 | 297.3084 | 11498.464 | 308.7591 | 12333.9413 | 320.2959 | 12826.4777 | 331.5561 | 13325.9823 | 342.8208 | 13810.7134 | 354.1824 | 14285.5435 | 365.4276 | 14657.7607 | 376.635 | 15032.0039 | 387.8033 | 15399.2862 | 398.9357 | 15759.468 | 410.034 | 16119.7622 | 421.1015 | 16449.0871 | 432.1386 | 16647.0168 | 443.1485 |  | 389.0582 | 70.9139 | 666.3977 | 80.0809 | 770.5846 | 93.1102 | 878.0121 | 107.0118 | 998.3447 | 121.4559 | 1228.757 | 135.2522 | 1665.114 | 146.8759 | 2125.5092 | 162.9413 | 2576.8003 | 179.5709 | 3174.0698 | 196.511 | 4097.6362 | 213.9888 | 5259.3458 | 233.0881 | 6412.6617 | 249.3355 | 7554.9569 | 265.5993 | 8616.1802 | 281.6859 | 9560.5694 | 297.8453 | 10525.2107 | 313.7956 | 11520.4275 | 329.818 | 12420.6828 | 345.8188 | 13321.2406 | 361.6505 | 14150.1477 | 377.6077 | 14731.1892 | 393.2657 | 15286.752 | 408.9513 | 15812.5544 | 424.7766 | 16340.1046 | 440.488 | 16834.5681 | 456.1722 | 17199.7579 | 471.8326 | 17559.837 | 487.4711 | 17914.4219 | 503.0879 | 18271.02 | 518.6851 | 18638.7431 | 534.2645 | 18993.867 | 549.8266 |  | 389.0582 | 70.9139 | 810.5904 | 80.0809 | 1015.2003 | 102.8235 | 1215.3881 | 126.3345 | 1425.8721 | 150.1763 | 1747.7269 | 174.5725 | 2191.7203 | 199.5135 | 2716.7141 | 224.9388 | 3405.0455 | 250.9265 | 4240.85 | 277.421 | 5347.462 | 304.5068 | 6520.8201 | 331.0998 | 7689.4606 | 353.5504 | 8849.1756 | 375.9469 | 9932.0462 | 398.0222 | 11584.7928 | 420.1322 | 15287.8846 | 608.815 | 18864.8427 | 798.2382 | 22428.32 | 988.2548 | 25962.4552 | 1178.3675 | 29414.1086 | 1369.4694 | 32687.7772 | 1560.0155 | 35858.0438 | 1751.1275 | 38900.2698 | 1943.3601 | 41936.6171 | 2135.6014 | 44974.9966 | 2328.2164 | 48016.7834 | 2521.1973 | 51037.8212 | 2714.5369 | 54043.2724 | 2908.2258 | 57033.9675 | 3102.2601 | 59211.5109 | 3296.6301 | 59539.3882 | 3320.4365 |  | 389.0582 | 70.9139 | 810.5904 | 80.0809 | 1015.2003 | 102.8235 | 1215.3881 | 126.3345 | 1425.8721 | 150.1763 | 1805.2853 | 174.5826 | 2479.2415 | 199.546 | 3176.3962 | 225.0077 | 3864.7276 | 251.0472 | 4700.532 | 277.6097 | 6496.801 | 304.7808 | 10427.7746 | 496.6043 | 14348.6669 | 685.2617 | 18256.6437 | 874.8685 | 22081.4751 | 1064.7189 | 25786.9392 | 1255.6228 | 29487.9277 | 1446.3596 | 33054.9688 | 1638.1072 | 36615.4954 | 1830.4431 | 40169.5086 | 2022.518 | 43545.9528 | 2215.9242 | 46627.3788 | 2408.1508 | 49716.9986 | 2601.0621 | 52796.3283 | 2795.4192 | 55875.31 | 2989.5749 | 58008.8954 | 3184.0772 | 58319.2814 | 3208.7273 | 58633.0897 | 3233.2158 | 58928.5767 | 3257.5493 | 59249.2686 | 3281.7385 | 59577.1763 | 3305.7879 | 59899.7543 | 3329.7048
Number of heat pumps per bulk supply point and primary substation for domestic (dom) and non domestic (non-dom) purposes
Click + to view
Click + to view
CLICK HERE TO
RETURN TO CONTENTS
Click + to view
Click + to view
Click + to view
Click + to view
Click + to view

## Storage
|  | 7 | 8 | 9 | 10 | 11 | 12 | 13 | 14 | 15 | 16 | 17 | 18 | 19 | 20 | 21 | 22 | 23 | 24 | 25 | 26 | 27 | 28 | 29 | 30 | 31 | 32 | 33 | 34 | 35 | 36 | 37 | 38 |  | 7 | 8 | 9 | 10 | 11 | 12 | 13 | 14 | 15 | 16 | 17 | 18 | 19 | 20 | 21 | 22 | 23 | 24 | 25 | 26 | 27 | 28 | 29 | 30 | 31 | 32 | 33 | 34 | 35 | 36 | 37 | 38 |  | 7 | 8 | 9 | 10 | 11 | 12 | 13 | 14 | 15 | 16 | 17 | 18 | 19 | 20 | 21 | 22 | 23 | 24 | 25 | 26 | 27 | 28 | 29 | 30 | 31 | 32 | 33 | 34 | 35 | 36 | 37 | 38 |  | 7 | 8 | 9 | 10 | 11 | 12 | 13 | 14 | 15 | 16 | 17 | 18 | 19 | 20 | 21 | 22 | 23 | 24 | 25 | 26 | 27 | 28 | 29 | 30 | 31 | 32 | 33 | 34 | 35 | 36 | 37 | 38 |  | 7 | 8 | 9 | 10 | 11 | 12 | 13 | 14 | 15 | 16 | 17 | 18 | 19 | 20 | 21 | 22 | 23 | 24 | 25 | 26 | 27 | 28 | 29 | 30 | 31 | 32 | 33 | 34 | 35 | 36 | 37 | 38
| Central Outlook | [32 empty] | Steady Progression | [32 empty] | System Transformation | [32 empty] | Consumer Transformation | [32 empty] | Leading the Way
Primary | (Years as financial years, ie 2051 is FY2050/51) | 2020 | 2021 | 2022 | 2023 | 2024 | 2025 | 2026 | 2027 | 2028 | 2029 | 2030 | 2031 | 2032 | 2033 | 2034 | 2035 | 2036 | 2037 | 2038 | 2039 | 2040 | 2041 | 2042 | 2043 | 2044 | 2045 | 2046 | 2047 | 2048 | 2049 | 2050 | 2051 | (Years as financial years, ie 2051 is FY2050/51) | 2020 | 2021 | 2022 | 2023 | 2024 | 2025 | 2026 | 2027 | 2028 | 2029 | 2030 | 2031 | 2032 | 2033 | 2034 | 2035 | 2036 | 2037 | 2038 | 2039 | 2040 | 2041 | 2042 | 2043 | 2044 | 2045 | 2046 | 2047 | 2048 | 2049 | 2050 | 2051 | (Years as financial years, ie 2051 is FY2050/51) | 2020 | 2021 | 2022 | 2023 | 2024 | 2025 | 2026 | 2027 | 2028 | 2029 | 2030 | 2031 | 2032 | 2033 | 2034 | 2035 | 2036 | 2037 | 2038 | 2039 | 2040 | 2041 | 2042 | 2043 | 2044 | 2045 | 2046 | 2047 | 2048 | 2049 | 2050 | 2051 | (Years as financial years, ie 2051 is FY2050/51) | 2020 | 2021 | 2022 | 2023 | 2024 | 2025 | 2026 | 2027 | 2028 | 2029 | 2030 | 2031 | 2032 | 2033 | 2034 | 2035 | 2036 | 2037 | 2038 | 2039 | 2040 | 2041 | 2042 | 2043 | 2044 | 2045 | 2046 | 2047 | 2048 | 2049 | 2050 | 2051 | (Years as financial years, ie 2051 is FY2050/51) | 2020 | 2021 | 2022 | 2023 | 2024 | 2025 | 2026 | 2027 | 2028 | 2029 | 2030 | 2031 | 2032 | 2033 | 2034 | 2035 | 2036 | 2037 | 2038 | 2039 | 2040 | 2041 | 2042 | 2043 | 2044 | 2045 | 2046 | 2047 | 2048 | 2049 | 2050 | 2051
Albion St |  | 0.0042272 | 0.0080828 | 0.013362 | 0.021089 | 0.032112 | 0.047802 | 0.066769 | 0.091632 | 0.12087 | 0.15596 | 0.20541 | 0.26195 | 0.3406 | 0.42643 | 0.53194 | 0.64144 | 0.7587 | 0.87831 | 0.99887 | 1.1133 | 1.2342 | 1.3578 | 1.4781 | 1.5989 | 1.7096 | 1.8223 | 1.9322 | 2.0372 | 2.1399 | 2.244 | 2.3288 | 2.4154 |  | 0.0042272 | 0.0080828 | 0.0041944 | 0.0065108 | 0.009699 | 0.01431 | 0.020383 | 0.028743 | 0.038672 | 0.049785 | 0.063869 | 0.078048 | 0.096498 | 0.11384 | 0.13456 | 0.15441 | 0.17488 | 0.19496 | 0.21478 | 0.23297 | 0.25301 | 0.27415 | 0.29524 | 0.31725 | 0.33496 | 0.35577 | 0.37701 | 0.39685 | 0.41654 | 0.43854 | 0.45035 | 0.46754 |  | 0.0042272 | 0.0080828 | 0.013362 | 0.021018 | 0.031667 | 0.04629 | 0.062949 | 0.083107 | 0.10441 | 0.12717 | 0.15734 | 0.18917 | 0.2325 | 0.27586 | 0.32871 | 0.38193 | 0.43868 | 0.49627 | 0.55481 | 0.61148 | 0.67394 | 0.74077 | 0.80951 | 0.88221 | 0.94878 | 1.0212 | 1.0946 | 1.1669 | 1.2402 | 1.3184 | 1.3805 | 1.45 |  | 0.0042272 | 0.0080828 | 0.013362 | 0.021089 | 0.032112 | 0.047802 | 0.066769 | 0.091632 | 0.12087 | 0.15596 | 0.20541 | 0.26195 | 0.3406 | 0.42643 | 0.53194 | 0.64144 | 0.7587 | 0.87831 | 0.99887 | 1.1133 | 1.2342 | 1.3578 | 1.4781 | 1.5989 | 1.7096 | 1.8223 | 1.9322 | 2.0372 | 2.1399 | 2.244 | 2.3288 | 2.4154 |  | 0.0042272 | 0.030358 | 0.043591 | 0.060505 | 0.0807 | 0.1102 | 0.14975 | 0.19888 | 0.25345 | 0.31394 | 0.38724 | 0.46344 | 0.55427 | 0.64374 | 0.74408 | 0.84356 | 0.94558 | 1.0473 | 1.1478 | 1.2439 | 1.3396 | 1.431 | 1.5187 | 1.6053 | 1.679 | 1.7559 | 1.8316 | 1.9055 | 1.98 | 2.0602 | 2.12 | 2.19
Alderley & Chelford |  | 0.0017137 | 0.0032769 | 0.0054171 | 0.0085497 | 0.013018 | 0.019379 | 0.027069 | 0.037149 | 0.049002 | 0.06323 | 0.0839 | 0.1083 | 0.14197 | 0.17894 | 0.2242 | 0.27147 | 0.32228 | 0.37433 | 0.42712 | 0.47769 | 0.53144 | 0.58721 | 0.64305 | 0.70047 | 0.75475 | 0.81057 | 0.86528 | 0.91905 | 0.97275 | 1.0276 | 1.0755 | 1.1245 |  | 0.0017137 | 0.0032769 | 0.0017004 | 0.0026395 | 0.003932 | 0.0058014 | 0.0082634 | 0.011653 | 0.015678 | 0.020183 | 0.025893 | 0.031642 | 0.039121 | 0.04615 | 0.05455 | 0.0626 | 0.070897 | 0.079038 | 0.087076 | 0.094449 | 0.10257 | 0.11114 | 0.11969 | 0.12862 | 0.1358 | 0.14423 | 0.15284 | 0.16089 | 0.16887 | 0.17779 | 0.18257 | 0.18955 |  | 0.0017137 | 0.0032769 | 0.0054171 | 0.0085211 | 0.012838 | 0.018766 | 0.02552 | 0.033692 | 0.042328 | 0.051554 | 0.064415 | 0.078795 | 0.09814 | 0.1179 | 0.14181 | 0.16626 | 0.19254 | 0.21945 | 0.2471 | 0.27425 | 0.30428 | 0.33706 | 0.372 | 0.40993 | 0.44631 | 0.48577 | 0.5257 | 0.5662 | 0.60803 | 0.65236 | 0.69105 | 0.73316 |  | 0.0017137 | 0.0032769 | 0.0054171 | 0.0085497 | 0.013018 | 0.019379 | 0.027069 | 0.037149 | 0.049002 | 0.06323 | 0.0839 | 0.1083 | 0.14197 | 0.17894 | 0.2242 | 0.27147 | 0.32228 | 0.37433 | 0.42712 | 0.47769 | 0.53144 | 0.58721 | 0.64305 | 0.70047 | 0.75475 | 0.81057 | 0.86528 | 0.91905 | 0.97275 | 1.0276 | 1.0755 | 1.1245 |  | 0.0017137 | 0.012307 | 0.017672 | 0.026584 | 0.038491 | 0.06047 | 0.094637 | 0.13776 | 0.18797 | 0.2451 | 0.31154 | 0.38204 | 0.45851 | 0.53456 | 0.61509 | 0.69529 | 0.77609 | 0.85577 | 0.93375 | 1.0078 | 1.0754 | 1.1328 | 1.1838 | 1.2299 | 1.2665 | 1.3009 | 1.3325 | 1.3641 | 1.3966 | 1.4317 | 1.4594 | 1.4916
Alston |  | 0.00086374 | 0.0016516 | 0.0027302 | 0.0043091 | 0.0065613 | 0.0097672 | 0.013643 | 0.018723 | 0.024697 | 0.031868 | 0.042089 | 0.053923 | 0.070331 | 0.088283 | 0.11031 | 0.13323 | 0.15782 | 0.18294 | 0.20832 | 0.2325 | 0.25811 | 0.28443 | 0.31035 | 0.33663 | 0.36103 | 0.38598 | 0.41035 | 0.43392 | 0.45717 | 0.48082 | 0.5007 | 0.52103 |  | 0.00086374 | 0.0016516 | 0.00085703 | 0.0013303 | 0.0019818 | 0.0029239 | 0.0041648 | 0.005873 | 0.0079017 | 0.010173 | 0.01305 | 0.015947 | 0.019717 | 0.02326 | 0.027494 | 0.031551 | 0.035732 | 0.039835 | 0.043887 | 0.047603 | 0.051698 | 0.056017 | 0.060326 | 0.064823 | 0.068443 | 0.072694 | 0.077033 | 0.081087 | 0.085111 | 0.089606 | 0.092019 | 0.095532 |  | 0.00086374 | 0.0016516 | 0.0027302 | 0.0042947 | 0.0064705 | 0.0094584 | 0.012862 | 0.016981 | 0.021334 | 0.025984 | 0.032269 | 0.039052 | 0.048243 | 0.057518 | 0.068788 | 0.080211 | 0.092429 | 0.10487 | 0.11758 | 0.12996 | 0.14362 | 0.15836 | 0.17374 | 0.1902 | 0.20558 | 0.22228 | 0.2392 | 0.25608 | 0.27335 | 0.29171 | 0.30695 | 0.32378 |  | 0.00086374 | 0.0016516 | 0.0027302 | 0.0043091 | 0.0065613 | 0.0097672 | 0.013643 | 0.018723 | 0.024697 | 0.031868 | 0.042089 | 0.053923 | 0.070331 | 0.088283 | 0.11031 | 0.13323 | 0.15782 | 0.18294 | 0.20832 | 0.2325 | 0.25811 | 0.28443 | 0.31035 | 0.33663 | 0.36103 | 0.38598 | 0.41035 | 0.43392 | 0.45717 | 0.48082 | 0.5007 | 0.52103 |  | 0.00086374 | 0.006203 | 0.0089068 | 0.012753 | 0.017586 | 0.025496 | 0.036977 | 0.051371 | 0.067802 | 0.086305 | 0.10822 | 0.13128 | 0.15737 | 0.18322 | 0.21133 | 0.2393 | 0.26772 | 0.29591 | 0.32367 | 0.35013 | 0.37535 | 0.39814 | 0.41924 | 0.43928 | 0.45588 | 0.47248 | 0.48836 | 0.50398 | 0.51982 | 0.53687 | 0.54988 | 0.56503
Ambleside |  | 0.001504 | 0.0028759 | 0.0047542 | 0.0075035 | 0.011425 | 0.017008 | 0.023756 | 0.032603 | 0.043005 | 0.055492 | 0.073756 | 0.09546 | 0.12535 | 0.15824 | 0.19844 | 0.2405 | 0.28574 | 0.33212 | 0.37923 | 0.42444 | 0.47254 | 0.52257 | 0.57288 | 0.62479 | 0.6741 | 0.72485 | 0.77461 | 0.82369 | 0.87284 | 0.92307 | 0.96733 | 1.0127 |  | 0.001504 | 0.0028759 | 0.0014924 | 0.0023165 | 0.0034509 | 0.0050914 | 0.0072522 | 0.010227 | 0.013759 | 0.017713 | 0.022725 | 0.02777 | 0.034334 | 0.040503 | 0.047875 | 0.05494 | 0.062221 | 0.069366 | 0.07642 | 0.082891 | 0.090022 | 0.097543 | 0.10505 | 0.11288 | 0.11918 | 0.12658 | 0.13414 | 0.1412 | 0.1482 | 0.15603 | 0.16023 | 0.16635 |  | 0.001504 | 0.0028759 | 0.0047542 | 0.0074784 | 0.011267 | 0.01647 | 0.022397 | 0.029569 | 0.037149 | 0.045245 | 0.056656 | 0.069565 | 0.086893 | 0.10466 | 0.12613 | 0.14817 | 0.17187 | 0.19619 | 0.22123 | 0.24589 | 0.27318 | 0.30304 | 0.335 | 0.3698 | 0.4034 | 0.4398 | 0.47658 | 0.51401 | 0.55275 | 0.59376 | 0.62994 | 0.66918 |  | 0.001504 | 0.0028759 | 0.0047542 | 0.0075035 | 0.011425 | 0.017008 | 0.023756 | 0.032603 | 0.043005 | 0.055492 | 0.073756 | 0.09546 | 0.12535 | 0.15824 | 0.19844 | 0.2405 | 0.28574 | 0.33212 | 0.37923 | 0.42444 | 0.47254 | 0.52257 | 0.57288 | 0.62479 | 0.6741 | 0.72485 | 0.77461 | 0.82369 | 0.87284 | 0.92307 | 0.96733 | 1.0127 |  | 0.001504 | 0.010801 | 0.015509 | 0.023734 | 0.034916 | 0.055958 | 0.089033 | 0.13085 | 0.17974 | 0.2355 | 0.30018 | 0.36892 | 0.44296 | 0.5167 | 0.59442 | 0.67189 | 0.74985 | 0.82668 | 0.90181 | 0.97316 | 1.0377 | 1.0921 | 1.14 | 1.1827 | 1.2164 | 1.2475 | 1.2757 | 1.304 | 1.333 | 1.3645 | 1.3894 | 1.4184
Ancoats North T11 & T12 |  | 0.0018289 | 0.003497 | 0.005781 | 0.0091241 | 0.013893 | 0.020681 | 0.028888 | 0.039644 | 0.052294 | 0.067478 | 0.089565 | 0.11567 | 0.15168 | 0.19124 | 0.23964 | 0.29022 | 0.34459 | 0.4003 | 0.45681 | 0.51097 | 0.56854 | 0.62832 | 0.68822 | 0.74987 | 0.80821 | 0.86822 | 0.92705 | 0.98492 | 1.0427 | 1.1018 | 1.1535 | 1.2065 |  | 0.0018289 | 0.003497 | 0.0018147 | 0.0028169 | 0.0041962 | 0.0061911 | 0.0088186 | 0.012436 | 0.016731 | 0.021539 | 0.027633 | 0.033767 | 0.04175 | 0.049251 | 0.058216 | 0.066806 | 0.07566 | 0.084348 | 0.092926 | 0.10079 | 0.10947 | 0.11861 | 0.12773 | 0.13726 | 0.14492 | 0.15392 | 0.16311 | 0.1717 | 0.18021 | 0.18973 | 0.19484 | 0.20228 |  | 0.0018289 | 0.003497 | 0.005781 | 0.0090936 | 0.013701 | 0.020027 | 0.027235 | 0.035956 | 0.045172 | 0.055018 | 0.068771 | 0.084183 | 0.10491 | 0.12609 | 0.15172 | 0.17795 | 0.20614 | 0.23501 | 0.26469 | 0.29386 | 0.32612 | 0.36136 | 0.39896 | 0.43981 | 0.47904 | 0.5216 | 0.56465 | 0.60836 | 0.65352 | 0.70138 | 0.74325 | 0.78879 |  | 0.0018289 | 0.003497 | 0.005781 | 0.0091241 | 0.013893 | 0.020681 | 0.028888 | 0.039644 | 0.052294 | 0.067478 | 0.089565 | 0.11567 | 0.15168 | 0.19124 | 0.23964 | 0.29022 | 0.34459 | 0.4003 | 0.45681 | 0.51097 | 0.56854 | 0.62832 | 0.68822 | 0.74987 | 0.80821 | 0.86822 | 0.92705 | 0.98492 | 1.0427 | 1.1018 | 1.1535 | 1.2065 |  | 0.0018289 | 0.013134 | 0.018859 | 0.028462 | 0.041335 | 0.065222 | 0.10246 | 0.14948 | 0.20426 | 0.26664 | 0.33916 | 0.41613 | 0.49949 | 0.58243 | 0.67016 | 0.75756 | 0.84559 | 0.9324 | 1.0174 | 1.0981 | 1.1715 | 1.2339 | 1.2891 | 1.339 | 1.3785 | 1.4156 | 1.4495 | 1.4834 | 1.5182 | 1.5559 | 1.5856 | 1.6203
Ancoats North T14 |  | 0.00038978 | 0.00074529 | 0.0012321 | 0.0019446 | 0.0029609 | 0.0044076 | 0.0061566 | 0.0084491 | 0.011145 | 0.014381 | 0.019675 | 0.026622 | 0.035963 | 0.046439 | 0.059081 | 0.072559 | 0.08722 | 0.10243 | 0.11816 | 0.13363 | 0.15034 | 0.16843 | 0.18785 | 0.20894 | 0.23021 | 0.25252 | 0.27464 | 0.29753 | 0.32125 | 0.34577 | 0.36954 | 0.39399 |  | 0.00038978 | 0.00074529 | 0.00038675 | 0.00060034 | 0.00089431 | 0.0013195 | 0.0018794 | 0.0026503 | 0.0035658 | 0.0045905 | 0.0058892 | 0.0071966 | 0.0088978 | 0.010496 | 0.012407 | 0.014238 | 0.016125 | 0.017976 | 0.019805 | 0.021482 | 0.02333 | 0.025279 | 0.027223 | 0.029253 | 0.030886 | 0.032804 | 0.034763 | 0.036592 | 0.038408 | 0.040436 | 0.041525 | 0.043111 |  | 0.00038978 | 0.00074529 | 0.0012321 | 0.0019381 | 0.0029199 | 0.0042683 | 0.0058043 | 0.007663 | 0.0096272 | 0.011726 | 0.015243 | 0.019912 | 0.025995 | 0.032555 | 0.040341 | 0.048631 | 0.057711 | 0.067205 | 0.077217 | 0.08736 | 0.098676 | 0.11154 | 0.12621 | 0.14286 | 0.16006 | 0.17865 | 0.19741 | 0.21727 | 0.23829 | 0.26043 | 0.2821 | 0.30497 |  | 0.00038978 | 0.00074529 | 0.0012321 | 0.0019446 | 0.0029609 | 0.0044076 | 0.0061566 | 0.0084491 | 0.011145 | 0.014381 | 0.019675 | 0.026622 | 0.035963 | 0.046439 | 0.059081 | 0.072559 | 0.08722 | 0.10243 | 0.11816 | 0.13363 | 0.15034 | 0.16843 | 0.18785 | 0.20894 | 0.23021 | 0.25252 | 0.27464 | 0.29753 | 0.32125 | 0.34577 | 0.36954 | 0.39399 |  | 0.00038978 | 0.0027992 | 0.0040194 | 0.0079906 | 0.01422 | 0.028686 | 0.053587 | 0.085349 | 0.12337 | 0.1673 | 0.21732 | 0.27109 | 0.32635 | 0.38175 | 0.43833 | 0.49495 | 0.55142 | 0.6068 | 0.66073 | 0.71188 | 0.75559 | 0.7892 | 0.81669 | 0.83884 | 0.85477 | 0.86685 | 0.87594 | 0.88565 | 0.89595 | 0.90718 | 0.91729 | 0.92884
Annie Pit |  | 0.0045516 | 0.008703 | 0.014387 | 0.022707 | 0.034576 | 0.05147 | 0.071893 | 0.098663 | 0.13014 | 0.16793 | 0.22182 | 0.28422 | 0.37075 | 0.46543 | 0.5816 | 0.70249 | 0.83214 | 0.96462 | 1.0985 | 1.226 | 1.3612 | 1.5001 | 1.637 | 1.7758 | 1.9048 | 2.0367 | 2.1655 | 2.2903 | 2.4134 | 2.5386 | 2.644 | 2.7518 |  | 0.0045516 | 0.008703 | 0.0045162 | 0.0070103 | 0.010443 | 0.015408 | 0.021947 | 0.030948 | 0.041639 | 0.053605 | 0.06877 | 0.084037 | 0.1039 | 0.12257 | 0.14488 | 0.16626 | 0.18829 | 0.20992 | 0.23126 | 0.25085 | 0.27243 | 0.29519 | 0.31789 | 0.34159 | 0.36067 | 0.38307 | 0.40593 | 0.4273 | 0.4485 | 0.47219 | 0.4849 | 0.50342 |  | 0.0045516 | 0.008703 | 0.014387 | 0.022631 | 0.034097 | 0.049842 | 0.067779 | 0.089484 | 0.11242 | 0.13692 | 0.17007 | 0.20586 | 0.25436 | 0.30331 | 0.36278 | 0.42307 | 0.48757 | 0.55326 | 0.62036 | 0.68571 | 0.75786 | 0.83572 | 0.91708 | 1.0041 | 1.0856 | 1.1741 | 1.2637 | 1.3531 | 1.4447 | 1.542 | 1.623 | 1.7123 |  | 0.0045516 | 0.008703 | 0.014387 | 0.022707 | 0.034576 | 0.05147 | 0.071893 | 0.098663 | 0.13014 | 0.16793 | 0.22182 | 0.28422 | 0.37075 | 0.46543 | 0.5816 | 0.70249 | 0.83214 | 0.96462 | 1.0985 | 1.226 | 1.3612 | 1.5001 | 1.637 | 1.7758 | 1.9048 | 2.0367 | 2.1655 | 2.2903 | 2.4134 | 2.5386 | 2.644 | 2.7518 |  | 0.0045516 | 0.032687 | 0.046935 | 0.067275 | 0.092873 | 0.13502 | 0.1964 | 0.27335 | 0.36125 | 0.46024 | 0.57735 | 0.70061 | 0.83971 | 0.97754 | 1.1272 | 1.276 | 1.4272 | 1.577 | 1.7244 | 1.8649 | 1.9983 | 2.1185 | 2.2296 | 2.3349 | 2.4218 | 2.5086 | 2.5916 | 2.6733 | 2.7563 | 2.8457 | 2.9139 | 2.9935
Ansdell |  | 0.0019588 | 0.0037454 | 0.0061916 | 0.0097722 | 0.01488 | 0.02215 | 0.030939 | 0.04246 | 0.056008 | 0.072271 | 0.095253 | 0.12162 | 0.15827 | 0.19829 | 0.24747 | 0.29854 | 0.35325 | 0.40908 | 0.46539 | 0.5189 | 0.57548 | 0.63338 | 0.68993 | 0.74687 | 0.79925 | 0.85264 | 0.90471 | 0.95465 | 1.0036 | 1.0533 | 1.0941 | 1.1358 |  | 0.0019588 | 0.0037454 | 0.0019436 | 0.003017 | 0.0044943 | 0.0066309 | 0.009445 | 0.013319 | 0.01792 | 0.023069 | 0.029596 | 0.036166 | 0.044715 | 0.052749 | 0.062351 | 0.071551 | 0.081034 | 0.090339 | 0.099526 | 0.10795 | 0.11724 | 0.12704 | 0.13681 | 0.14701 | 0.15521 | 0.16486 | 0.1747 | 0.18389 | 0.19302 | 0.20321 | 0.20868 | 0.21665 |  | 0.0019588 | 0.0037454 | 0.0061916 | 0.0097395 | 0.014674 | 0.02145 | 0.029169 | 0.03851 | 0.048381 | 0.058926 | 0.072982 | 0.087897 | 0.10818 | 0.12852 | 0.15329 | 0.17829 | 0.20496 | 0.23205 | 0.25962 | 0.28637 | 0.31585 | 0.34747 | 0.38013 | 0.41478 | 0.4467 | 0.48141 | 0.51657 | 0.55135 | 0.58672 | 0.62438 | 0.65471 | 0.68851 |  | 0.0019588 | 0.0037454 | 0.0061916 | 0.0097722 | 0.01488 | 0.02215 | 0.030939 | 0.04246 | 0.056008 | 0.072271 | 0.095253 | 0.12162 | 0.15827 | 0.19829 | 0.24747 | 0.29854 | 0.35325 | 0.40908 | 0.46539 | 0.5189 | 0.57548 | 0.63338 | 0.68993 | 0.74687 | 0.79925 | 0.85264 | 0.90471 | 0.95465 | 1.0036 | 1.0533 | 1.0941 | 1.1358 |  | 0.0019588 | 0.014067 | 0.020199 | 0.028272 | 0.038055 | 0.052862 | 0.073248 | 0.098647 | 0.12713 | 0.15887 | 0.19702 | 0.23685 | 0.28348 | 0.3295 | 0.38057 | 0.43126 | 0.48309 | 0.53466 | 0.58557 | 0.63419 | 0.68191 | 0.72671 | 0.76921 | 0.8107 | 0.84574 | 0.88188 | 0.91718 | 0.95169 | 0.98658 | 1.0241 | 1.0523 | 1.0852
Ardwick |  | 0.0010967 | 0.002097 | 0.0034667 | 0.0054714 | 0.0083312 | 0.012402 | 0.017323 | 0.023774 | 0.031359 | 0.040464 | 0.053748 | 0.069493 | 0.091195 | 0.11505 | 0.14423 | 0.17474 | 0.20755 | 0.24118 | 0.27531 | 0.30805 | 0.34287 | 0.37908 | 0.41545 | 0.45297 | 0.48856 | 0.5252 | 0.56115 | 0.59659 | 0.63207 | 0.66834 | 0.70024 | 0.73292 |  | 0.0010967 | 0.002097 | 0.0010882 | 0.0016892 | 0.0025163 | 0.0037126 | 0.0052882 | 0.0074572 | 0.010033 | 0.012916 | 0.016571 | 0.020249 | 0.025036 | 0.029534 | 0.03491 | 0.040061 | 0.045371 | 0.050581 | 0.055725 | 0.060443 | 0.065643 | 0.071127 | 0.076598 | 0.082309 | 0.086904 | 0.092302 | 0.097812 | 0.10296 | 0.10807 | 0.11378 | 0.11684 | 0.1213 |  | 0.0010967 | 0.002097 | 0.0034667 | 0.0054531 | 0.0082159 | 0.01201 | 0.016332 | 0.021562 | 0.027088 | 0.032992 | 0.041278 | 0.050611 | 0.063149 | 0.075988 | 0.091507 | 0.10741 | 0.12452 | 0.14206 | 0.1601 | 0.17786 | 0.1975 | 0.21899 | 0.242 | 0.26703 | 0.29117 | 0.31735 | 0.34384 | 0.37078 | 0.39866 | 0.42821 | 0.45422 | 0.48247 |  | 0.0010967 | 0.002097 | 0.0034667 | 0.0054714 | 0.0083312 | 0.012402 | 0.017323 | 0.023774 | 0.031359 | 0.040464 | 0.053748 | 0.069493 | 0.091195 | 0.11505 | 0.14423 | 0.17474 | 0.20755 | 0.24118 | 0.27531 | 0.30805 | 0.34287 | 0.37908 | 0.41545 | 0.45297 | 0.48856 | 0.5252 | 0.56115 | 0.59659 | 0.63207 | 0.66834 | 0.70024 | 0.73292 |  | 0.0010967 | 0.0078762 | 0.011309 | 0.017194 | 0.025144 | 0.040103 | 0.063588 | 0.09327 | 0.12793 | 0.16745 | 0.21333 | 0.26209 | 0.31472 | 0.36712 | 0.42243 | 0.47757 | 0.53309 | 0.58784 | 0.64142 | 0.69237 | 0.73856 | 0.77759 | 0.81205 | 0.84296 | 0.86742 | 0.89016 | 0.91081 | 0.93152 | 0.95275 | 0.97573 | 0.99393 | 1.0151
Arnside |  | 0.0010372 | 0.0019832 | 0.0032785 | 0.0051745 | 0.007879 | 0.011729 | 0.016383 | 0.022483 | 0.029657 | 0.038268 | 0.050499 | 0.064609 | 0.084191 | 0.1056 | 0.13189 | 0.15921 | 0.18851 | 0.21843 | 0.24864 | 0.27738 | 0.30781 | 0.33904 | 0.36967 | 0.40065 | 0.42931 | 0.45857 | 0.48713 | 0.51466 | 0.54175 | 0.56927 | 0.59221 | 0.61565 |  | 0.0010372 | 0.0019832 | 0.0010291 | 0.0015975 | 0.0023798 | 0.0035111 | 0.0050012 | 0.0070524 | 0.0094886 | 0.012215 | 0.015671 | 0.01915 | 0.023677 | 0.027931 | 0.033015 | 0.037887 | 0.042908 | 0.047835 | 0.0527 | 0.057163 | 0.06208 | 0.067267 | 0.072441 | 0.077841 | 0.082188 | 0.087293 | 0.092503 | 0.097372 | 0.1022 | 0.1076 | 0.1105 | 0.11472 |  | 0.0010372 | 0.0019832 | 0.0032785 | 0.0051572 | 0.00777 | 0.011358 | 0.015445 | 0.020391 | 0.025618 | 0.031202 | 0.038707 | 0.046751 | 0.057667 | 0.068656 | 0.08202 | 0.095541 | 0.10999 | 0.12469 | 0.13968 | 0.15426 | 0.17034 | 0.18764 | 0.20563 | 0.22481 | 0.24263 | 0.26199 | 0.2816 | 0.3011 | 0.32101 | 0.34218 | 0.35954 | 0.37879 |  | 0.0010372 | 0.0019832 | 0.0032785 | 0.0051745 | 0.007879 | 0.011729 | 0.016383 | 0.022483 | 0.029657 | 0.038268 | 0.050499 | 0.064609 | 0.084191 | 0.1056 | 0.13189 | 0.15921 | 0.18851 | 0.21843 | 0.24864 | 0.27738 | 0.30781 | 0.33904 | 0.36967 | 0.40065 | 0.42931 | 0.45857 | 0.48713 | 0.51466 | 0.54175 | 0.56927 | 0.59221 | 0.61565 |  | 0.0010372 | 0.0074487 | 0.010696 | 0.015174 | 0.020725 | 0.029544 | 0.042102 | 0.05781 | 0.075625 | 0.095611 | 0.1194 | 0.14435 | 0.17291 | 0.20116 | 0.23211 | 0.26285 | 0.29416 | 0.32523 | 0.35584 | 0.38503 | 0.41313 | 0.43888 | 0.46292 | 0.48599 | 0.50523 | 0.52471 | 0.54352 | 0.56197 | 0.58067 | 0.60081 | 0.61607 | 0.63389
Ashton (Golborne) |  | 0.0031654 | 0.0060525 | 0.010006 | 0.015792 | 0.024046 | 0.035795 | 0.049998 | 0.068615 | 0.090509 | 0.11679 | 0.15406 | 0.19698 | 0.25658 | 0.32171 | 0.4017 | 0.48483 | 0.57393 | 0.6649 | 0.75672 | 0.84405 | 0.93647 | 1.0312 | 1.1241 | 1.2179 | 1.3046 | 1.393 | 1.4794 | 1.5625 | 1.6442 | 1.7272 | 1.7961 | 1.8665 |  | 0.0031654 | 0.0060525 | 0.0031408 | 0.0048754 | 0.0072627 | 0.010715 | 0.015263 | 0.021523 | 0.028958 | 0.03728 | 0.047826 | 0.058444 | 0.072259 | 0.085241 | 0.10076 | 0.11563 | 0.13095 | 0.14599 | 0.16083 | 0.17445 | 0.18946 | 0.20529 | 0.22108 | 0.23756 | 0.25082 | 0.2664 | 0.28231 | 0.29717 | 0.31191 | 0.32838 | 0.33723 | 0.3501 |  | 0.0031654 | 0.0060525 | 0.010006 | 0.015739 | 0.023713 | 0.034663 | 0.047137 | 0.062232 | 0.078183 | 0.095223 | 0.11807 | 0.14248 | 0.17563 | 0.20896 | 0.24952 | 0.29051 | 0.33429 | 0.37882 | 0.4242 | 0.46828 | 0.5169 | 0.5692 | 0.62348 | 0.68128 | 0.73487 | 0.79312 | 0.85214 | 0.91074 | 0.97051 | 1.0341 | 1.086 | 1.1436 |  | 0.0031654 | 0.0060525 | 0.010006 | 0.015792 | 0.024046 | 0.035795 | 0.049998 | 0.068615 | 0.090509 | 0.11679 | 0.15406 | 0.19698 | 0.25658 | 0.32171 | 0.4017 | 0.48483 | 0.57393 | 0.6649 | 0.75672 | 0.84405 | 0.93647 | 1.0312 | 1.1241 | 1.2179 | 1.3046 | 1.393 | 1.4794 | 1.5625 | 1.6442 | 1.7272 | 1.7961 | 1.8665 |  | 0.0031654 | 0.022732 | 0.032641 | 0.046119 | 0.06271 | 0.088804 | 0.12569 | 0.17176 | 0.22385 | 0.28217 | 0.35172 | 0.42456 | 0.50835 | 0.59114 | 0.68207 | 0.77234 | 0.8643 | 0.9556 | 1.0455 | 1.1313 | 1.2141 | 1.2904 | 1.3618 | 1.4307 | 1.4882 | 1.5468 | 1.6035 | 1.6592 | 1.7157 | 1.7765 | 1.8225 | 1.8763
Ashton (Ribble) |  | 0.0011924 | 0.0022799 | 0.003769 | 0.0059486 | 0.0090577 | 0.013483 | 0.018834 | 0.025847 | 0.034094 | 0.043993 | 0.058024 | 0.074171 | 0.096597 | 0.1211 | 0.1512 | 0.18247 | 0.21599 | 0.25021 | 0.28474 | 0.31758 | 0.35233 | 0.38794 | 0.42283 | 0.45805 | 0.49055 | 0.52372 | 0.55609 | 0.58724 | 0.61783 | 0.6489 | 0.67466 | 0.70099 |  | 0.0011924 | 0.0022799 | 0.0011831 | 0.0018365 | 0.0027358 | 0.0040364 | 0.0057494 | 0.0081075 | 0.010908 | 0.014043 | 0.018016 | 0.022015 | 0.027219 | 0.032109 | 0.037954 | 0.043555 | 0.049327 | 0.054992 | 0.060584 | 0.065714 | 0.071368 | 0.07733 | 0.083278 | 0.089486 | 0.094483 | 0.10035 | 0.10634 | 0.11194 | 0.11749 | 0.1237 | 0.12703 | 0.13188 |  | 0.0011924 | 0.0022799 | 0.003769 | 0.0059287 | 0.0089324 | 0.013057 | 0.017756 | 0.023442 | 0.029451 | 0.03587 | 0.044467 | 0.053643 | 0.066105 | 0.07863 | 0.093872 | 0.10927 | 0.12572 | 0.14244 | 0.15948 | 0.17603 | 0.19428 | 0.2139 | 0.23424 | 0.2559 | 0.27595 | 0.29774 | 0.31982 | 0.34173 | 0.36407 | 0.38784 | 0.40719 | 0.42869 |  | 0.0011924 | 0.0022799 | 0.003769 | 0.0059486 | 0.0090577 | 0.013483 | 0.018834 | 0.025847 | 0.034094 | 0.043993 | 0.058024 | 0.074171 | 0.096597 | 0.1211 | 0.1512 | 0.18247 | 0.21599 | 0.25021 | 0.28474 | 0.31758 | 0.35233 | 0.38794 | 0.42283 | 0.45805 | 0.49055 | 0.52372 | 0.55609 | 0.58724 | 0.61783 | 0.6489 | 0.67466 | 0.70099 |  | 0.0011924 | 0.008563 | 0.012296 | 0.017344 | 0.023542 | 0.033228 | 0.04686 | 0.06388 | 0.083096 | 0.10459 | 0.13025 | 0.15711 | 0.18809 | 0.21869 | 0.25235 | 0.28576 | 0.31981 | 0.35362 | 0.38693 | 0.41869 | 0.44944 | 0.47784 | 0.50449 | 0.53024 | 0.55178 | 0.57377 | 0.5951 | 0.61603 | 0.63724 | 0.66012 | 0.67737 | 0.69756
Ashton On Mersey |  | 0.00118 | 0.0022563 | 0.00373 | 0.005887 | 0.008964 | 0.013344 | 0.018639 | 0.025579 | 0.033741 | 0.043538 | 0.057688 | 0.074294 | 0.09724 | 0.12241 | 0.15325 | 0.18542 | 0.21998 | 0.25535 | 0.29119 | 0.32546 | 0.36185 | 0.39952 | 0.43704 | 0.47547 | 0.51161 | 0.54872 | 0.58507 | 0.62063 | 0.65602 | 0.69213 | 0.72335 | 0.7553 |  | 0.00118 | 0.0022563 | 0.0011709 | 0.0018175 | 0.0027075 | 0.0039946 | 0.0056899 | 0.0080236 | 0.010795 | 0.013898 | 0.017829 | 0.021787 | 0.026938 | 0.031777 | 0.037561 | 0.043104 | 0.048817 | 0.054422 | 0.059957 | 0.065034 | 0.070629 | 0.076529 | 0.082416 | 0.08856 | 0.093505 | 0.099313 | 0.10524 | 0.11078 | 0.11628 | 0.12242 | 0.12571 | 0.13051 |  | 0.00118 | 0.0022563 | 0.00373 | 0.0058673 | 0.0088399 | 0.012922 | 0.017572 | 0.023199 | 0.029146 | 0.035498 | 0.044271 | 0.053978 | 0.067064 | 0.080383 | 0.096518 | 0.11298 | 0.13064 | 0.1487 | 0.16723 | 0.18538 | 0.20544 | 0.22727 | 0.25041 | 0.27541 | 0.29923 | 0.32508 | 0.35124 | 0.37766 | 0.40489 | 0.43376 | 0.45864 | 0.48582 |  | 0.00118 | 0.0022563 | 0.00373 | 0.005887 | 0.008964 | 0.013344 | 0.018639 | 0.025579 | 0.033741 | 0.043538 | 0.057688 | 0.074294 | 0.09724 | 0.12241 | 0.15325 | 0.18542 | 0.21998 | 0.25535 | 0.29119 | 0.32546 | 0.36185 | 0.39952 | 0.43704 | 0.47547 | 0.51161 | 0.54872 | 0.58507 | 0.62063 | 0.65602 | 0.69213 | 0.72335 | 0.7553 |  | 0.00118 | 0.0084744 | 0.012168 | 0.018034 | 0.025743 | 0.03955 | 0.060675 | 0.087301 | 0.11817 | 0.15322 | 0.19416 | 0.23753 | 0.28504 | 0.33226 | 0.38258 | 0.4327 | 0.48332 | 0.53332 | 0.58234 | 0.62898 | 0.67197 | 0.70915 | 0.74253 | 0.77313 | 0.79776 | 0.82135 | 0.84325 | 0.86504 | 0.88729 | 0.91134 | 0.93009 | 0.95192
Ashton Under Lyne T11 & T12 |  | 0.0037561 | 0.0071821 | 0.011873 | 0.018739 | 0.028533 | 0.042475 | 0.059329 | 0.081421 | 0.1074 | 0.13858 | 0.18361 | 0.23643 | 0.30942 | 0.38949 | 0.48757 | 0.58989 | 0.6998 | 0.81228 | 0.92625 | 1.0352 | 1.1509 | 1.2706 | 1.3899 | 1.512 | 1.6269 | 1.7448 | 1.8603 | 1.9732 | 2.0857 | 2.2004 | 2.2995 | 2.4009 |  | 0.0037561 | 0.0071821 | 0.003727 | 0.0057852 | 0.0086181 | 0.012715 | 0.018112 | 0.02554 | 0.034362 | 0.044237 | 0.056752 | 0.069351 | 0.085745 | 0.10115 | 0.11956 | 0.1372 | 0.15539 | 0.17323 | 0.19085 | 0.20701 | 0.22482 | 0.2436 | 0.26234 | 0.2819 | 0.29764 | 0.31612 | 0.33499 | 0.35262 | 0.37012 | 0.38967 | 0.40016 | 0.41544 |  | 0.0037561 | 0.0071821 | 0.011873 | 0.018676 | 0.028138 | 0.041132 | 0.055934 | 0.073846 | 0.092774 | 0.11299 | 0.1409 | 0.17176 | 0.21337 | 0.2557 | 0.30699 | 0.35931 | 0.41544 | 0.47282 | 0.53167 | 0.58931 | 0.65304 | 0.72236 | 0.79582 | 0.87523 | 0.95084 | 1.0329 | 1.116 | 1.1999 | 1.2863 | 1.378 | 1.4569 | 1.5431 |  | 0.0037561 | 0.0071821 | 0.011873 | 0.018739 | 0.028533 | 0.042475 | 0.059329 | 0.081421 | 0.1074 | 0.13858 | 0.18361 | 0.23643 | 0.30942 | 0.38949 | 0.48757 | 0.58989 | 0.6998 | 0.81228 | 0.92625 | 1.0352 | 1.1509 | 1.2706 | 1.3899 | 1.512 | 1.6269 | 1.7448 | 1.8603 | 1.9732 | 2.0857 | 2.2004 | 2.2995 | 2.4009 |  | 0.0037561 | 0.026975 | 0.038733 | 0.057348 | 0.081784 | 0.12556 | 0.19252 | 0.2769 | 0.37465 | 0.48561 | 0.61517 | 0.75236 | 0.90261 | 1.0519 | 1.2109 | 1.3692 | 1.529 | 1.6867 | 1.8413 | 1.9883 | 2.1236 | 2.2405 | 2.3453 | 2.4413 | 2.5185 | 2.5924 | 2.6611 | 2.7295 | 2.7994 | 2.8752 | 2.9341 | 3.003
Ashton Under Lyne T13 |  | 0.0011898 | 0.002275 | 0.0037609 | 0.0059359 | 0.0090384 | 0.013455 | 0.018793 | 0.025791 | 0.034021 | 0.043899 | 0.058009 | 0.07438 | 0.097069 | 0.1219 | 0.15237 | 0.18408 | 0.2181 | 0.25287 | 0.28801 | 0.32151 | 0.35702 | 0.39356 | 0.42961 | 0.46624 | 0.50033 | 0.53521 | 0.5693 | 0.60236 | 0.63502 | 0.66826 | 0.69635 | 0.72508 |  | 0.0011898 | 0.002275 | 0.0011806 | 0.0018326 | 0.0027299 | 0.0040277 | 0.0057371 | 0.0080901 | 0.010885 | 0.014013 | 0.017977 | 0.021968 | 0.027161 | 0.032041 | 0.037873 | 0.043462 | 0.049222 | 0.054874 | 0.060454 | 0.065574 | 0.071215 | 0.077164 | 0.0831 | 0.089295 | 0.094281 | 0.10014 | 0.10611 | 0.1117 | 0.11724 | 0.12343 | 0.12676 | 0.1316 |  | 0.0011898 | 0.002275 | 0.0037609 | 0.005916 | 0.0089132 | 0.013029 | 0.017718 | 0.023392 | 0.029388 | 0.035793 | 0.044481 | 0.053896 | 0.066642 | 0.079522 | 0.095165 | 0.11104 | 0.12802 | 0.14533 | 0.16302 | 0.18027 | 0.19931 | 0.21989 | 0.24143 | 0.26452 | 0.28618 | 0.30971 | 0.33354 | 0.35738 | 0.3818 | 0.40775 | 0.42945 | 0.45337 |  | 0.0011898 | 0.002275 | 0.0037609 | 0.0059359 | 0.0090384 | 0.013455 | 0.018793 | 0.025791 | 0.034021 | 0.043899 | 0.058009 | 0.07438 | 0.097069 | 0.1219 | 0.15237 | 0.18408 | 0.2181 | 0.25287 | 0.28801 | 0.32151 | 0.35702 | 0.39356 | 0.42961 | 0.46624 | 0.50033 | 0.53521 | 0.5693 | 0.60236 | 0.63502 | 0.66826 | 0.69635 | 0.72508 |  | 0.0011898 | 0.0085447 | 0.012269 | 0.017666 | 0.024502 | 0.035918 | 0.05269 | 0.073737 | 0.097835 | 0.12501 | 0.15708 | 0.19088 | 0.2288 | 0.2664 | 0.30708 | 0.34754 | 0.38858 | 0.42924 | 0.4692 | 0.50726 | 0.54322 | 0.57539 | 0.60496 | 0.63284 | 0.65577 | 0.67852 | 0.70019 | 0.72156 | 0.74328 | 0.76672 | 0.78466 | 0.80559
Ashwood Dale |  | 0.0020549 | 0.0039291 | 0.0064954 | 0.010252 | 0.01561 | 0.023237 | 0.032457 | 0.044543 | 0.058756 | 0.075816 | 0.10063 | 0.12995 | 0.17039 | 0.21482 | 0.26919 | 0.326 | 0.38707 | 0.44964 | 0.51312 | 0.57394 | 0.6386 | 0.70575 | 0.77303 | 0.84228 | 0.90781 | 0.97522 | 1.0413 | 1.1064 | 1.1713 | 1.2377 | 1.2958 | 1.3554 |  | 0.0020549 | 0.0039291 | 0.0020389 | 0.003165 | 0.0047148 | 0.0069562 | 0.0099083 | 0.013972 | 0.018799 | 0.024201 | 0.031048 | 0.03794 | 0.046909 | 0.055336 | 0.065409 | 0.075061 | 0.085009 | 0.094771 | 0.10441 | 0.11325 | 0.12299 | 0.13327 | 0.14352 | 0.15422 | 0.16283 | 0.17294 | 0.18327 | 0.19291 | 0.20248 | 0.21318 | 0.21892 | 0.22728 |  | 0.0020549 | 0.0039291 | 0.0064954 | 0.010217 | 0.015394 | 0.022502 | 0.0306 | 0.040399 | 0.050754 | 0.061816 | 0.077264 | 0.094569 | 0.11784 | 0.14163 | 0.1704 | 0.19985 | 0.2315 | 0.26392 | 0.29725 | 0.33 | 0.36623 | 0.4058 | 0.44803 | 0.4939 | 0.53797 | 0.58578 | 0.63415 | 0.68326 | 0.73402 | 0.78782 | 0.83489 | 0.8861 |  | 0.0020549 | 0.0039291 | 0.0064954 | 0.010252 | 0.01561 | 0.023237 | 0.032457 | 0.044543 | 0.058756 | 0.075816 | 0.10063 | 0.12995 | 0.17039 | 0.21482 | 0.26919 | 0.326 | 0.38707 | 0.44964 | 0.51312 | 0.57394 | 0.6386 | 0.70575 | 0.77303 | 0.84228 | 0.90781 | 0.97522 | 1.0413 | 1.1064 | 1.1713 | 1.2377 | 1.2958 | 1.3554 |  | 0.0020549 | 0.014757 | 0.02119 | 0.031964 | 0.046401 | 0.073193 | 0.11496 | 0.16771 | 0.22919 | 0.29922 | 0.38066 | 0.46716 | 0.56089 | 0.65419 | 0.75293 | 0.85134 | 0.95054 | 1.0484 | 1.1443 | 1.2354 | 1.3185 | 1.3892 | 1.4519 | 1.5085 | 1.5535 | 1.5958 | 1.6344 | 1.673 | 1.7126 | 1.7553 | 1.789 | 1.8282
Askam & Dalton |  | 0.0028338 | 0.0054184 | 0.0089574 | 0.014137 | 0.021526 | 0.032044 | 0.04476 | 0.061427 | 0.081026 | 0.10455 | 0.13829 | 0.1776 | 0.23202 | 0.29164 | 0.36473 | 0.44088 | 0.5226 | 0.60616 | 0.69071 | 0.77139 | 0.85695 | 0.94519 | 1.0326 | 1.1216 | 1.2048 | 1.29 | 1.3733 | 1.4544 | 1.5347 | 1.6165 | 1.6862 | 1.7576 |  | 0.0028338 | 0.0054184 | 0.0028118 | 0.0043646 | 0.0065018 | 0.0095928 | 0.013664 | 0.019268 | 0.025924 | 0.033374 | 0.042816 | 0.052321 | 0.064689 | 0.076311 | 0.090202 | 0.10351 | 0.11723 | 0.13069 | 0.14398 | 0.15618 | 0.16961 | 0.18378 | 0.19792 | 0.21267 | 0.22455 | 0.23849 | 0.25273 | 0.26603 | 0.27923 | 0.29398 | 0.3019 | 0.31342 |  | 0.0028338 | 0.0054184 | 0.0089574 | 0.01409 | 0.021228 | 0.031031 | 0.042199 | 0.055712 | 0.069992 | 0.085247 | 0.10607 | 0.12882 | 0.15956 | 0.1907 | 0.22849 | 0.26691 | 0.30807 | 0.35006 | 0.39303 | 0.43499 | 0.48134 | 0.53156 | 0.58437 | 0.64116 | 0.69473 | 0.75291 | 0.8118 | 0.87092 | 0.93162 | 0.99607 | 1.0506 | 1.1104 |  | 0.0028338 | 0.0054184 | 0.0089574 | 0.014137 | 0.021526 | 0.032044 | 0.04476 | 0.061427 | 0.081026 | 0.10455 | 0.13829 | 0.1776 | 0.23202 | 0.29164 | 0.36473 | 0.44088 | 0.5226 | 0.60616 | 0.69071 | 0.77139 | 0.85695 | 0.94519 | 1.0326 | 1.1216 | 1.2048 | 1.29 | 1.3733 | 1.4544 | 1.5347 | 1.6165 | 1.6862 | 1.7576 |  | 0.0028338 | 0.020351 | 0.029221 | 0.042517 | 0.059597 | 0.088935 | 0.13276 | 0.18784 | 0.25121 | 0.32285 | 0.40699 | 0.49579 | 0.59441 | 0.69221 | 0.79733 | 0.90186 | 1.0076 | 1.1122 | 1.2149 | 1.3125 | 1.4037 | 1.484 | 1.5571 | 1.6252 | 1.6806 | 1.7349 | 1.7862 | 1.8369 | 1.8887 | 1.9447 | 1.9878 | 2.0382
Askerton Castle |  | 0.00010985 | 0.00021005 | 0.00034723 | 0.00054804 | 0.00083448 | 0.0012422 | 0.0017351 | 0.0023812 | 0.003141 | 0.004053 | 0.0054117 | 0.0070553 | 0.009309 | 0.011797 | 0.014831 | 0.018015 | 0.021448 | 0.024974 | 0.028568 | 0.032032 | 0.035728 | 0.039605 | 0.043558 | 0.047685 | 0.051659 | 0.055768 | 0.059807 | 0.063838 | 0.067909 | 0.072081 | 0.075851 | 0.079715 |  | 0.00010985 | 0.00021005 | 0.000109 | 0.00016919 | 0.00025205 | 0.00037187 | 0.00052969 | 0.00074693 | 0.0010049 | 0.0012938 | 0.0016598 | 0.0020282 | 0.0025077 | 0.0029582 | 0.0034967 | 0.0040127 | 0.0045445 | 0.0050663 | 0.0055816 | 0.0060542 | 0.006575 | 0.0071243 | 0.0076723 | 0.0082443 | 0.0087046 | 0.0092453 | 0.0097972 | 0.010313 | 0.010825 | 0.011396 | 0.011703 | 0.01215 |  | 0.00010985 | 0.00021005 | 0.00034723 | 0.0005462 | 0.00082293 | 0.0012029 | 0.0016358 | 0.0021597 | 0.0027133 | 0.0033046 | 0.0041627 | 0.0051641 | 0.0064998 | 0.0078838 | 0.0095493 | 0.011271 | 0.013131 | 0.015046 | 0.017028 | 0.018991 | 0.021167 | 0.02357 | 0.026184 | 0.029061 | 0.031888 | 0.034948 | 0.03804 | 0.04122 | 0.04453 | 0.048029 | 0.051208 | 0.054628 |  | 0.00010985 | 0.00021005 | 0.00034723 | 0.00054804 | 0.00083448 | 0.0012422 | 0.0017351 | 0.0023812 | 0.003141 | 0.004053 | 0.0054117 | 0.0070553 | 0.009309 | 0.011797 | 0.014831 | 0.018015 | 0.021448 | 0.024974 | 0.028568 | 0.032032 | 0.035728 | 0.039605 | 0.043558 | 0.047685 | 0.051659 | 0.055768 | 0.059807 | 0.063838 | 0.067909 | 0.072081 | 0.075851 | 0.079715 |  | 0.00010985 | 0.0007889 | 0.0011328 | 0.0018145 | 0.0027775 | 0.0047191 | 0.0078701 | 0.011862 | 0.016563 | 0.021942 | 0.02813 | 0.034719 | 0.041685 | 0.048622 | 0.05584 | 0.063029 | 0.070223 | 0.077284 | 0.084159 | 0.090664 | 0.096401 | 0.10105 | 0.10501 | 0.10842 | 0.11101 | 0.11328 | 0.11525 | 0.11727 | 0.11938 | 0.1217 | 0.12358 | 0.1258
Aspatria |  | 0.0016531 | 0.0031609 | 0.0052254 | 0.0082472 | 0.012558 | 0.018694 | 0.026111 | 0.035834 | 0.047268 | 0.060992 | 0.080687 | 0.10365 | 0.13543 | 0.17024 | 0.21293 | 0.2574 | 0.30513 | 0.35394 | 0.40334 | 0.45048 | 0.50047 | 0.55204 | 0.60312 | 0.65518 | 0.70384 | 0.7537 | 0.80246 | 0.8499 | 0.89692 | 0.94481 | 0.98565 | 1.0274 |  | 0.0016531 | 0.0031609 | 0.0016403 | 0.0025461 | 0.0037929 | 0.0055961 | 0.007971 | 0.01124 | 0.015123 | 0.019469 | 0.024977 | 0.030522 | 0.037737 | 0.044517 | 0.05262 | 0.060385 | 0.068388 | 0.076241 | 0.083994 | 0.091107 | 0.098945 | 0.10721 | 0.11546 | 0.12406 | 0.13099 | 0.13913 | 0.14743 | 0.15519 | 0.16289 | 0.1715 | 0.17611 | 0.18284 |  | 0.0016531 | 0.0031609 | 0.0052254 | 0.0082196 | 0.012384 | 0.018102 | 0.024617 | 0.0325 | 0.040831 | 0.04973 | 0.061892 | 0.075185 | 0.093151 | 0.11136 | 0.13345 | 0.15592 | 0.17998 | 0.20454 | 0.22968 | 0.25423 | 0.28135 | 0.31074 | 0.34166 | 0.37492 | 0.40631 | 0.4404 | 0.47489 | 0.50953 | 0.5451 | 0.58286 | 0.61482 | 0.64991 |  | 0.0016531 | 0.0031609 | 0.0052254 | 0.0082472 | 0.012558 | 0.018694 | 0.026111 | 0.035834 | 0.047268 | 0.060992 | 0.080687 | 0.10365 | 0.13543 | 0.17024 | 0.21293 | 0.2574 | 0.30513 | 0.35394 | 0.40334 | 0.45048 | 0.50047 | 0.55204 | 0.60312 | 0.65518 | 0.70384 | 0.7537 | 0.80246 | 0.8499 | 0.89692 | 0.94481 | 0.98565 | 1.0274 |  | 0.0016531 | 0.011872 | 0.017047 | 0.024841 | 0.034873 | 0.052147 | 0.077991 | 0.11048 | 0.14786 | 0.19014 | 0.23975 | 0.2921 | 0.35016 | 0.40773 | 0.46956 | 0.53102 | 0.59319 | 0.65462 | 0.71487 | 0.77214 | 0.82555 | 0.8725 | 0.91513 | 0.95479 | 0.98699 | 1.0185 | 1.0482 | 1.0777 | 1.1077 | 1.1403 | 1.1654 | 1.1947
Atherton Town Centre |  | 0.0054603 | 0.010441 | 0.01726 | 0.027241 | 0.041479 | 0.061745 | 0.086246 | 0.11836 | 0.15613 | 0.20146 | 0.26585 | 0.34012 | 0.44321 | 0.55591 | 0.69428 | 0.83814 | 0.99236 | 1.1498 | 1.3088 | 1.4602 | 1.6203 | 1.7847 | 1.946 | 2.1092 | 2.2601 | 2.4142 | 2.5647 | 2.7098 | 2.8526 | 2.9977 | 3.1186 | 3.2422 |  | 0.0054603 | 0.010441 | 0.0054179 | 0.00841 | 0.012528 | 0.018484 | 0.026329 | 0.037127 | 0.049952 | 0.064307 | 0.0825 | 0.10081 | 0.12465 | 0.14704 | 0.17381 | 0.19945 | 0.22589 | 0.25183 | 0.27744 | 0.30093 | 0.32682 | 0.35412 | 0.38136 | 0.40979 | 0.43267 | 0.45955 | 0.48698 | 0.51261 | 0.53804 | 0.56646 | 0.58171 | 0.60392 |  | 0.0054603 | 0.010441 | 0.01726 | 0.02715 | 0.040904 | 0.059793 | 0.081311 | 0.10735 | 0.13486 | 0.16426 | 0.20377 | 0.24612 | 0.30358 | 0.36142 | 0.43177 | 0.50294 | 0.57898 | 0.65636 | 0.73525 | 0.81196 | 0.89659 | 0.9877 | 1.0824 | 1.1835 | 1.2773 | 1.3794 | 1.4828 | 1.5855 | 1.6905 | 1.8021 | 1.8937 | 1.9953 |  | 0.0054603 | 0.010441 | 0.01726 | 0.027241 | 0.041479 | 0.061745 | 0.086246 | 0.11836 | 0.15613 | 0.20146 | 0.26585 | 0.34012 | 0.44321 | 0.55591 | 0.69428 | 0.83814 | 0.99236 | 1.1498 | 1.3088 | 1.4602 | 1.6203 | 1.7847 | 1.946 | 2.1092 | 2.2601 | 2.4142 | 2.5647 | 2.7098 | 2.8526 | 2.9977 | 3.1186 | 3.2422 |  | 0.0054603 | 0.039213 | 0.056306 | 0.07988 | 0.10909 | 0.15564 | 0.22202 | 0.30503 | 0.39919 | 0.50479 | 0.6304 | 0.76216 | 0.91283 | 1.0618 | 1.2249 | 1.3869 | 1.5517 | 1.7153 | 1.8764 | 2.0299 | 2.1774 | 2.3124 | 2.4384 | 2.5591 | 2.6597 | 2.7615 | 2.8598 | 2.9564 | 3.0543 | 3.1598 | 3.2398 | 3.3333
Athletic St |  | 0.0021289 | 0.0040707 | 0.0067294 | 0.010621 | 0.016172 | 0.024074 | 0.033627 | 0.046148 | 0.060873 | 0.078548 | 0.10368 | 0.13271 | 0.17298 | 0.21702 | 0.27108 | 0.3273 | 0.38758 | 0.44914 | 0.51131 | 0.5705 | 0.63316 | 0.6975 | 0.76071 | 0.82469 | 0.88395 | 0.9445 | 1.0036 | 1.0607 | 1.1169 | 1.174 | 1.2217 | 1.2705 |  | 0.0021289 | 0.0040707 | 0.0021124 | 0.003279 | 0.0048847 | 0.0072068 | 0.010265 | 0.014476 | 0.019476 | 0.025073 | 0.032166 | 0.039307 | 0.048599 | 0.05733 | 0.067766 | 0.077766 | 0.088072 | 0.098186 | 0.10817 | 0.11733 | 0.12742 | 0.13807 | 0.14869 | 0.15978 | 0.1687 | 0.17917 | 0.18987 | 0.19986 | 0.20978 | 0.22086 | 0.22681 | 0.23547 |  | 0.0021289 | 0.0040707 | 0.0067294 | 0.010585 | 0.015948 | 0.023313 | 0.031703 | 0.041855 | 0.052583 | 0.064044 | 0.079477 | 0.096055 | 0.11854 | 0.14119 | 0.16873 | 0.19661 | 0.22641 | 0.25673 | 0.28767 | 0.31777 | 0.35097 | 0.38674 | 0.424 | 0.46376 | 0.50078 | 0.54102 | 0.58177 | 0.62234 | 0.66379 | 0.70786 | 0.74416 | 0.78435 |  | 0.0021289 | 0.0040707 | 0.0067294 | 0.010621 | 0.016172 | 0.024074 | 0.033627 | 0.046148 | 0.060873 | 0.078548 | 0.10368 | 0.13271 | 0.17298 | 0.21702 | 0.27108 | 0.3273 | 0.38758 | 0.44914 | 0.51131 | 0.5705 | 0.63316 | 0.6975 | 0.76071 | 0.82469 | 0.88395 | 0.9445 | 1.0036 | 1.0607 | 1.1169 | 1.174 | 1.2217 | 1.2705 |  | 0.0021289 | 0.015289 | 0.021953 | 0.031238 | 0.042795 | 0.061398 | 0.088101 | 0.12152 | 0.15949 | 0.20212 | 0.25271 | 0.30582 | 0.36629 | 0.42609 | 0.49136 | 0.55617 | 0.62208 | 0.68742 | 0.75169 | 0.81292 | 0.87152 | 0.92481 | 0.97435 | 1.0217 | 1.061 | 1.1006 | 1.1387 | 1.1762 | 1.2143 | 1.2554 | 1.2866 | 1.3231
Avenham |  | 0.00068748 | 0.0013145 | 0.0021731 | 0.0034297 | 0.0052224 | 0.0077741 | 0.010859 | 0.014902 | 0.019657 | 0.025365 | 0.034487 | 0.046234 | 0.062098 | 0.079825 | 0.10127 | 0.12405 | 0.14878 | 0.17438 | 0.20077 | 0.22661 | 0.25444 | 0.28438 | 0.31619 | 0.35047 | 0.38473 | 0.42058 | 0.45608 | 0.49256 | 0.53021 | 0.56907 | 0.60629 | 0.64456 |  | 0.00068748 | 0.0013145 | 0.00068214 | 0.0010589 | 0.0015774 | 0.0023272 | 0.0033149 | 0.0046745 | 0.0062892 | 0.0080966 | 0.010387 | 0.012693 | 0.015694 | 0.018513 | 0.021883 | 0.025112 | 0.02844 | 0.031706 | 0.034931 | 0.037889 | 0.041148 | 0.044586 | 0.048015 | 0.051595 | 0.054476 | 0.057859 | 0.061313 | 0.06454 | 0.067742 | 0.07132 | 0.073241 | 0.076037 |  | 0.00068748 | 0.0013145 | 0.0021731 | 0.0034183 | 0.0051501 | 0.0075282 | 0.010237 | 0.013516 | 0.01698 | 0.020681 | 0.02667 | 0.034398 | 0.044517 | 0.055338 | 0.068218 | 0.081848 | 0.096734 | 0.11225 | 0.12855 | 0.145 | 0.16332 | 0.18404 | 0.20746 | 0.23391 | 0.261 | 0.29029 | 0.31986 | 0.35101 | 0.3839 | 0.41854 | 0.45207 | 0.48756 |  | 0.00068748 | 0.0013145 | 0.0021731 | 0.0034297 | 0.0052224 | 0.0077741 | 0.010859 | 0.014902 | 0.019657 | 0.025365 | 0.034487 | 0.046234 | 0.062098 | 0.079825 | 0.10127 | 0.12405 | 0.14878 | 0.17438 | 0.20077 | 0.22661 | 0.25444 | 0.28438 | 0.31619 | 0.35047 | 0.38473 | 0.42058 | 0.45608 | 0.49256 | 0.53021 | 0.56907 | 0.60629 | 0.64456 |  | 0.00068748 | 0.0049371 | 0.0070892 | 0.013388 | 0.023097 | 0.045191 | 0.082923 | 0.131 | 0.18842 | 0.25467 | 0.33021 | 0.41128 | 0.4949 | 0.57863 | 0.66434 | 0.75005 | 0.83554 | 0.91936 | 1.001 | 1.0783 | 1.1446 | 1.1959 | 1.2381 | 1.2724 | 1.2972 | 1.3164 | 1.3313 | 1.347 | 1.3637 | 1.382 | 1.3981 | 1.4166
Baguley |  | 0.0032858 | 0.0062828 | 0.010386 | 0.016392 | 0.02496 | 0.037156 | 0.0519 | 0.071226 | 0.093951 | 0.12123 | 0.15973 | 0.20385 | 0.2652 | 0.33217 | 0.41447 | 0.49992 | 0.59145 | 0.68484 | 0.77901 | 0.86845 | 0.96302 | 1.0597 | 1.1541 | 1.249 | 1.3361 | 1.425 | 1.5116 | 1.5946 | 1.6758 | 1.7583 | 1.8258 | 1.8949 |  | 0.0032858 | 0.0062828 | 0.0032603 | 0.0050608 | 0.007539 | 0.011123 | 0.015844 | 0.022342 | 0.030059 | 0.038698 | 0.049646 | 0.060667 | 0.075008 | 0.088484 | 0.10459 | 0.12002 | 0.13593 | 0.15154 | 0.16695 | 0.18109 | 0.19667 | 0.2131 | 0.22949 | 0.2466 | 0.26037 | 0.27654 | 0.29305 | 0.30847 | 0.32378 | 0.34087 | 0.35005 | 0.36342 |  | 0.0032858 | 0.0062828 | 0.010386 | 0.016338 | 0.024615 | 0.035981 | 0.04893 | 0.064599 | 0.081157 | 0.098845 | 0.12238 | 0.14728 | 0.18117 | 0.21513 | 0.2565 | 0.29821 | 0.3427 | 0.38788 | 0.43384 | 0.47839 | 0.52749 | 0.58011 | 0.63438 | 0.6919 | 0.74476 | 0.80225 | 0.86052 | 0.91805 | 0.97654 | 1.0388 | 1.0888 | 1.1445 |  | 0.0032858 | 0.0062828 | 0.010386 | 0.016392 | 0.02496 | 0.037156 | 0.0519 | 0.071226 | 0.093951 | 0.12123 | 0.15973 | 0.20385 | 0.2652 | 0.33217 | 0.41447 | 0.49992 | 0.59145 | 0.68484 | 0.77901 | 0.86845 | 0.96302 | 1.0597 | 1.1541 | 1.249 | 1.3361 | 1.425 | 1.5116 | 1.5946 | 1.6758 | 1.7583 | 1.8258 | 1.8949 |  | 0.0032858 | 0.023597 | 0.033883 | 0.047269 | 0.0634 | 0.087501 | 0.12037 | 0.16129 | 0.20703 | 0.25792 | 0.3193 | 0.3833 | 0.45872 | 0.53314 | 0.61607 | 0.69837 | 0.78264 | 0.86658 | 0.94954 | 1.0288 | 1.1071 | 1.1811 | 1.2516 | 1.3208 | 1.3794 | 1.4401 | 1.4995 | 1.5576 | 1.6162 | 1.6792 | 1.7264 | 1.7815
Bamber Bridge |  | 0.0027778 | 0.0053115 | 0.0087805 | 0.013858 | 0.021102 | 0.031412 | 0.043876 | 0.060214 | 0.079427 | 0.10249 | 0.13545 | 0.17373 | 0.22677 | 0.28483 | 0.35604 | 0.43018 | 0.50973 | 0.59102 | 0.67322 | 0.75158 | 0.83464 | 0.92016 | 1.0046 | 1.0905 | 1.1704 | 1.2523 | 1.3323 | 1.41 | 1.4868 | 1.5649 | 1.6311 | 1.6988 |  | 0.0027778 | 0.0053115 | 0.0027563 | 0.0042784 | 0.0063735 | 0.0094034 | 0.013394 | 0.018888 | 0.025412 | 0.032715 | 0.04197 | 0.051288 | 0.063412 | 0.074804 | 0.088421 | 0.10147 | 0.11492 | 0.12811 | 0.14114 | 0.15309 | 0.16626 | 0.18015 | 0.19401 | 0.20847 | 0.22011 | 0.23379 | 0.24774 | 0.26078 | 0.27372 | 0.28818 | 0.29594 | 0.30724 |  | 0.0027778 | 0.0053115 | 0.0087805 | 0.013812 | 0.020809 | 0.030418 | 0.041366 | 0.054612 | 0.06861 | 0.083564 | 0.10387 | 0.12591 | 0.15573 | 0.18588 | 0.22249 | 0.25966 | 0.29943 | 0.33997 | 0.38141 | 0.42182 | 0.46644 | 0.5147 | 0.56528 | 0.61953 | 0.67049 | 0.72585 | 0.78192 | 0.83805 | 0.89559 | 0.95673 | 1.008 | 1.0644 |  | 0.0027778 | 0.0053115 | 0.0087805 | 0.013858 | 0.021102 | 0.031412 | 0.043876 | 0.060214 | 0.079427 | 0.10249 | 0.13545 | 0.17373 | 0.22677 | 0.28483 | 0.35604 | 0.43018 | 0.50973 | 0.59102 | 0.67322 | 0.75158 | 0.83464 | 0.92016 | 1.0046 | 1.0905 | 1.1704 | 1.2523 | 1.3323 | 1.41 | 1.4868 | 1.5649 | 1.6311 | 1.6988 |  | 0.0027778 | 0.019949 | 0.028645 | 0.04132 | 0.057416 | 0.084505 | 0.12447 | 0.17464 | 0.23213 | 0.29698 | 0.37342 | 0.45397 | 0.54414 | 0.63349 | 0.73003 | 0.82599 | 0.92326 | 1.0196 | 1.1141 | 1.2042 | 1.2889 | 1.3645 | 1.4337 | 1.4988 | 1.5521 | 1.6049 | 1.6551 | 1.7047 | 1.7551 | 1.8097 | 1.8514 | 1.9002
Barbara St |  | 0.0018476 | 0.0035328 | 0.0058402 | 0.0092175 | 0.014035 | 0.020893 | 0.029183 | 0.04005 | 0.052829 | 0.068168 | 0.090172 | 0.11582 | 0.15131 | 0.1902 | 0.23788 | 0.28755 | 0.34087 | 0.39539 | 0.45055 | 0.5032 | 0.55904 | 0.61663 | 0.67367 | 0.7318 | 0.78613 | 0.8418 | 0.89625 | 0.94924 | 1.0018 | 1.0552 | 1.1009 | 1.1476 |  | 0.0018476 | 0.0035328 | 0.0018333 | 0.0028457 | 0.0042392 | 0.0062545 | 0.0089088 | 0.012563 | 0.016902 | 0.02176 | 0.027916 | 0.034113 | 0.042177 | 0.049754 | 0.058811 | 0.067489 | 0.076434 | 0.085211 | 0.093876 | 0.10183 | 0.11059 | 0.11982 | 0.12904 | 0.13866 | 0.1464 | 0.1555 | 0.16478 | 0.17345 | 0.18206 | 0.19167 | 0.19683 | 0.20435 |  | 0.0018476 | 0.0035328 | 0.0058402 | 0.0091866 | 0.013841 | 0.020232 | 0.027513 | 0.036324 | 0.045634 | 0.055581 | 0.069166 | 0.084006 | 0.10407 | 0.12439 | 0.14905 | 0.17413 | 0.201 | 0.22841 | 0.25647 | 0.28387 | 0.31414 | 0.34694 | 0.38145 | 0.41857 | 0.4536 | 0.49164 | 0.53015 | 0.56883 | 0.60855 | 0.65072 | 0.68642 | 0.72562 |  | 0.0018476 | 0.0035328 | 0.0058402 | 0.0092175 | 0.014035 | 0.020893 | 0.029183 | 0.04005 | 0.052829 | 0.068168 | 0.090172 | 0.11582 | 0.15131 | 0.1902 | 0.23788 | 0.28755 | 0.34087 | 0.39539 | 0.45055 | 0.5032 | 0.55904 | 0.61663 | 0.67367 | 0.7318 | 0.78613 | 0.8418 | 0.89625 | 0.94924 | 1.0018 | 1.0552 | 1.1009 | 1.1476 |  | 0.0018476 | 0.013269 | 0.019052 | 0.02774 | 0.03891 | 0.05813 | 0.086872 | 0.12301 | 0.16461 | 0.21166 | 0.26693 | 0.32529 | 0.39009 | 0.45438 | 0.52349 | 0.59224 | 0.66184 | 0.73069 | 0.79826 | 0.86259 | 0.9227 | 0.97568 | 1.0239 | 1.0688 | 1.1054 | 1.1412 | 1.1749 | 1.2083 | 1.2424 | 1.2791 | 1.3075 | 1.3405
Barrow |  | 0.001462 | 0.0027955 | 0.0046214 | 0.0072939 | 0.011106 | 0.016533 | 0.023093 | 0.031692 | 0.041804 | 0.053942 | 0.071411 | 0.091837 | 0.12009 | 0.15106 | 0.18901 | 0.22857 | 0.27106 | 0.31452 | 0.35852 | 0.40055 | 0.44515 | 0.49123 | 0.537 | 0.58376 | 0.6276 | 0.67255 | 0.71655 | 0.75949 | 0.80212 | 0.84558 | 0.88288 | 0.92106 |  | 0.001462 | 0.0027955 | 0.0014507 | 0.0022518 | 0.0033545 | 0.0049492 | 0.0070497 | 0.009941 | 0.013375 | 0.017219 | 0.02209 | 0.026994 | 0.033375 | 0.039371 | 0.046538 | 0.053405 | 0.060483 | 0.067428 | 0.074285 | 0.080576 | 0.087508 | 0.094818 | 0.10211 | 0.10972 | 0.11585 | 0.12305 | 0.13039 | 0.13725 | 0.14406 | 0.15167 | 0.15576 | 0.1617 |  | 0.001462 | 0.0027955 | 0.0046214 | 0.0072695 | 0.010952 | 0.01601 | 0.021772 | 0.028743 | 0.036111 | 0.043982 | 0.054788 | 0.066665 | 0.082699 | 0.098981 | 0.11872 | 0.13882 | 0.16037 | 0.18239 | 0.20493 | 0.22699 | 0.25136 | 0.27782 | 0.30577 | 0.33589 | 0.36446 | 0.39547 | 0.42685 | 0.45846 | 0.49097 | 0.52547 | 0.55492 | 0.58718 |  | 0.001462 | 0.0027955 | 0.0046214 | 0.0072939 | 0.011106 | 0.016533 | 0.023093 | 0.031692 | 0.041804 | 0.053942 | 0.071411 | 0.091837 | 0.12009 | 0.15106 | 0.18901 | 0.22857 | 0.27106 | 0.31452 | 0.35852 | 0.40055 | 0.44515 | 0.49123 | 0.537 | 0.58376 | 0.6276 | 0.67255 | 0.71655 | 0.75949 | 0.80212 | 0.84558 | 0.88288 | 0.92106 |  | 0.001462 | 0.0105 | 0.015076 | 0.022136 | 0.031311 | 0.047437 | 0.071842 | 0.10255 | 0.13802 | 0.1782 | 0.22522 | 0.27493 | 0.32969 | 0.38404 | 0.44217 | 0.49997 | 0.55838 | 0.61607 | 0.6726 | 0.72634 | 0.77612 | 0.81947 | 0.85858 | 0.89469 | 0.92383 | 0.95205 | 0.97848 | 1.0047 | 1.0316 | 1.0607 | 1.0832 | 1.1095
Barton Dock Rd |  | 0.00025339 | 0.0004845 | 0.00080095 | 0.0012641 | 0.0019249 | 0.0028653 | 0.0040023 | 0.0054927 | 0.0072452 | 0.0093489 | 0.012672 | 0.01691 | 0.022646 | 0.029044 | 0.036792 | 0.045008 | 0.053916 | 0.063128 | 0.072605 | 0.081861 | 0.091822 | 0.10251 | 0.11382 | 0.12597 | 0.13806 | 0.15071 | 0.16324 | 0.17608 | 0.1893 | 0.20295 | 0.21595 | 0.22931 |  | 0.00025339 | 0.0004845 | 0.00025142 | 0.00039027 | 0.00058138 | 0.00085777 | 0.0012218 | 0.0017229 | 0.0023181 | 0.0029842 | 0.0038285 | 0.0046784 | 0.0057843 | 0.0068235 | 0.0080656 | 0.0092558 | 0.010482 | 0.011686 | 0.012875 | 0.013965 | 0.015166 | 0.016433 | 0.017697 | 0.019017 | 0.020078 | 0.021326 | 0.022599 | 0.023788 | 0.024968 | 0.026287 | 0.026995 | 0.028026 |  | 0.00025339 | 0.0004845 | 0.00080095 | 0.0012599 | 0.0018982 | 0.0027747 | 0.0037733 | 0.0049816 | 0.0062585 | 0.0076226 | 0.0097912 | 0.012547 | 0.016166 | 0.020018 | 0.02461 | 0.029453 | 0.034733 | 0.040227 | 0.045987 | 0.051781 | 0.058235 | 0.065524 | 0.073742 | 0.083007 | 0.092456 | 0.10269 | 0.11303 | 0.12391 | 0.13538 | 0.14747 | 0.15911 | 0.17145 |  | 0.00025339 | 0.0004845 | 0.00080095 | 0.0012641 | 0.0019249 | 0.0028653 | 0.0040023 | 0.0054927 | 0.0072452 | 0.0093489 | 0.012672 | 0.01691 | 0.022646 | 0.029044 | 0.036792 | 0.045008 | 0.053916 | 0.063128 | 0.072605 | 0.081861 | 0.091822 | 0.10251 | 0.11382 | 0.12597 | 0.13806 | 0.15071 | 0.16324 | 0.17608 | 0.1893 | 0.20295 | 0.21595 | 0.22931 |  | 0.00025339 | 0.0018197 | 0.0026129 | 0.0048064 | 0.0081522 | 0.015743 | 0.028677 | 0.045145 | 0.064778 | 0.087407 | 0.11321 | 0.14089 | 0.16947 | 0.19805 | 0.22733 | 0.25657 | 0.28573 | 0.31431 | 0.34212 | 0.36846 | 0.39103 | 0.40848 | 0.42282 | 0.4345 | 0.44292 | 0.44951 | 0.45463 | 0.46008 | 0.46588 | 0.47226 | 0.47784 | 0.48433
Bedford |  | 0.0034479 | 0.0065928 | 0.010899 | 0.017201 | 0.026192 | 0.03899 | 0.054461 | 0.074741 | 0.098588 | 0.12721 | 0.16838 | 0.21649 | 0.28303 | 0.35597 | 0.44537 | 0.53855 | 0.63859 | 0.74093 | 0.84452 | 0.94346 | 1.0484 | 1.1569 | 1.2645 | 1.3745 | 1.4775 | 1.5831 | 1.6865 | 1.7873 | 1.8875 | 1.9895 | 2.077 | 2.1665 |  | 0.0034479 | 0.0065928 | 0.0034212 | 0.0053106 | 0.007911 | 0.011672 | 0.016626 | 0.023444 | 0.031543 | 0.040608 | 0.052096 | 0.063661 | 0.07871 | 0.092851 | 0.10975 | 0.12595 | 0.14264 | 0.15902 | 0.17519 | 0.19003 | 0.20637 | 0.22361 | 0.24081 | 0.25877 | 0.27322 | 0.29019 | 0.30751 | 0.32369 | 0.33975 | 0.3577 | 0.36733 | 0.38136 |  | 0.0034479 | 0.0065928 | 0.010899 | 0.017144 | 0.02583 | 0.037757 | 0.051345 | 0.067787 | 0.085162 | 0.10372 | 0.12918 | 0.15713 | 0.19486 | 0.23316 | 0.2796 | 0.32688 | 0.37756 | 0.42931 | 0.48232 | 0.53415 | 0.59142 | 0.65358 | 0.71919 | 0.78991 | 0.8569 | 0.92965 | 1.0033 | 1.0774 | 1.1536 | 1.2345 | 1.3035 | 1.3791 |  | 0.0034479 | 0.0065928 | 0.010899 | 0.017201 | 0.026192 | 0.03899 | 0.054461 | 0.074741 | 0.098588 | 0.12721 | 0.16838 | 0.21649 | 0.28303 | 0.35597 | 0.44537 | 0.53855 | 0.63859 | 0.74093 | 0.84452 | 0.94346 | 1.0484 | 1.1569 | 1.2645 | 1.3745 | 1.4775 | 1.5831 | 1.6865 | 1.7873 | 1.8875 | 1.9895 | 2.077 | 2.1665 |  | 0.0034479 | 0.024762 | 0.035555 | 0.052114 | 0.073585 | 0.11122 | 0.16809 | 0.23964 | 0.32222 | 0.41573 | 0.52524 | 0.64098 | 0.76864 | 0.89531 | 1.0309 | 1.1657 | 1.302 | 1.4366 | 1.5685 | 1.694 | 1.8103 | 1.9118 | 2.0034 | 2.0882 | 2.1567 | 2.2231 | 2.2854 | 2.3473 | 2.4105 | 2.479 | 2.532 | 2.5939
Belgrave |  | 0.0015986 | 0.0030567 | 0.0050532 | 0.0079753 | 0.012144 | 0.018077 | 0.02525 | 0.034653 | 0.04571 | 0.058982 | 0.077851 | 0.099637 | 0.12987 | 0.16292 | 0.2035 | 0.2457 | 0.29094 | 0.33714 | 0.3838 | 0.42822 | 0.47524 | 0.52351 | 0.57092 | 0.61891 | 0.66333 | 0.70871 | 0.75302 | 0.79577 | 0.83787 | 0.88065 | 0.91638 | 0.95291 |  | 0.0015986 | 0.0030567 | 0.0015862 | 0.0024622 | 0.0036679 | 0.0054116 | 0.0077083 | 0.01087 | 0.014625 | 0.018827 | 0.024154 | 0.029516 | 0.036493 | 0.04305 | 0.050886 | 0.058395 | 0.066134 | 0.073728 | 0.081226 | 0.088104 | 0.095684 | 0.10368 | 0.11165 | 0.11998 | 0.12667 | 0.13454 | 0.14257 | 0.15008 | 0.15752 | 0.16584 | 0.17031 | 0.17681 |  | 0.0015986 | 0.0030567 | 0.0050532 | 0.0079487 | 0.011976 | 0.017506 | 0.023806 | 0.031429 | 0.039485 | 0.048091 | 0.059675 | 0.072114 | 0.088986 | 0.10598 | 0.12665 | 0.14756 | 0.16991 | 0.19266 | 0.21587 | 0.23844 | 0.26335 | 0.29017 | 0.31809 | 0.34788 | 0.37561 | 0.40574 | 0.43625 | 0.46663 | 0.49765 | 0.53063 | 0.55778 | 0.58783 |  | 0.0015986 | 0.0030567 | 0.0050532 | 0.0079753 | 0.012144 | 0.018077 | 0.02525 | 0.034653 | 0.04571 | 0.058982 | 0.077851 | 0.099637 | 0.12987 | 0.16292 | 0.2035 | 0.2457 | 0.29094 | 0.33714 | 0.3838 | 0.42822 | 0.47524 | 0.52351 | 0.57092 | 0.61891 | 0.66333 | 0.70871 | 0.75302 | 0.79577 | 0.83787 | 0.88065 | 0.91638 | 0.95291 |  | 0.0015986 | 0.011481 | 0.016485 | 0.023443 | 0.032097 | 0.045984 | 0.065882 | 0.090779 | 0.11906 | 0.1508 | 0.18849 | 0.22805 | 0.27314 | 0.31774 | 0.36645 | 0.41483 | 0.46403 | 0.51282 | 0.56083 | 0.60657 | 0.6504 | 0.69033 | 0.72749 | 0.76302 | 0.79253 | 0.82233 | 0.85104 | 0.87926 | 0.90792 | 0.93883 | 0.96227 | 0.98969
Benchill |  | 0.00088923 | 0.0017003 | 0.0028108 | 0.0044363 | 0.006755 | 0.010055 | 0.014045 | 0.019276 | 0.025426 | 0.032809 | 0.043194 | 0.055051 | 0.071553 | 0.089555 | 0.11169 | 0.13465 | 0.15924 | 0.18432 | 0.20958 | 0.23355 | 0.25888 | 0.28473 | 0.30986 | 0.33506 | 0.35812 | 0.38158 | 0.40443 | 0.42624 | 0.44753 | 0.4691 | 0.48661 | 0.50448 |  | 0.00088923 | 0.0017003 | 0.00088232 | 0.0013696 | 0.0020403 | 0.0030102 | 0.0042877 | 0.0060463 | 0.0081349 | 0.010473 | 0.013435 | 0.016418 | 0.020299 | 0.023946 | 0.028305 | 0.032482 | 0.036787 | 0.041011 | 0.045182 | 0.049008 | 0.053224 | 0.05767 | 0.062106 | 0.066736 | 0.070462 | 0.074839 | 0.079306 | 0.08348 | 0.087623 | 0.09225 | 0.094734 | 0.098352 |  | 0.00088923 | 0.0017003 | 0.0028108 | 0.0044214 | 0.0066615 | 0.0097375 | 0.013242 | 0.017482 | 0.021963 | 0.02675 | 0.033084 | 0.039742 | 0.048813 | 0.057881 | 0.068938 | 0.080065 | 0.091922 | 0.10395 | 0.11617 | 0.12799 | 0.14101 | 0.15493 | 0.16922 | 0.1843 | 0.19807 | 0.21305 | 0.22823 | 0.24316 | 0.25828 | 0.27441 | 0.28713 | 0.3014 |  | 0.00088923 | 0.0017003 | 0.0028108 | 0.0044363 | 0.006755 | 0.010055 | 0.014045 | 0.019276 | 0.025426 | 0.032809 | 0.043194 | 0.055051 | 0.071553 | 0.089555 | 0.11169 | 0.13465 | 0.15924 | 0.18432 | 0.20958 | 0.23355 | 0.25888 | 0.28473 | 0.30986 | 0.33506 | 0.35812 | 0.38158 | 0.40443 | 0.42624 | 0.44753 | 0.4691 | 0.48661 | 0.50448 |  | 0.00088923 | 0.006386 | 0.0091696 | 0.012678 | 0.016835 | 0.022788 | 0.030648 | 0.040394 | 0.051164 | 0.063069 | 0.077566 | 0.092605 | 0.11072 | 0.12856 | 0.14868 | 0.16863 | 0.18913 | 0.20959 | 0.22984 | 0.24922 | 0.26868 | 0.28746 | 0.30557 | 0.32357 | 0.33896 | 0.35512 | 0.37108 | 0.38663 | 0.4023 | 0.41914 | 0.43168 | 0.44634
Bentham |  | 0.0010041 | 0.0019199 | 0.0031739 | 0.0050093 | 0.0076275 | 0.011354 | 0.01586 | 0.021766 | 0.02871 | 0.037046 | 0.049053 | 0.063102 | 0.082529 | 0.10383 | 0.12993 | 0.15714 | 0.18637 | 0.21626 | 0.24654 | 0.27546 | 0.30615 | 0.33788 | 0.3694 | 0.40162 | 0.43184 | 0.46284 | 0.49318 | 0.52279 | 0.55221 | 0.5822 | 0.60797 | 0.63433 |  | 0.0010041 | 0.0019199 | 0.0009963 | 0.0015465 | 0.0023038 | 0.003399 | 0.0048416 | 0.0068273 | 0.0091857 | 0.011825 | 0.015171 | 0.018539 | 0.022921 | 0.027039 | 0.031961 | 0.036678 | 0.041539 | 0.046308 | 0.051018 | 0.055338 | 0.060099 | 0.065119 | 0.070128 | 0.075357 | 0.079564 | 0.084506 | 0.089551 | 0.094264 | 0.098941 | 0.10417 | 0.10697 | 0.11106 |  | 0.0010041 | 0.0019199 | 0.0031739 | 0.0049925 | 0.0075219 | 0.010995 | 0.014952 | 0.01974 | 0.0248 | 0.030206 | 0.037637 | 0.045815 | 0.056852 | 0.068065 | 0.081656 | 0.095503 | 0.11035 | 0.12552 | 0.14106 | 0.15626 | 0.17306 | 0.19131 | 0.21059 | 0.23139 | 0.25112 | 0.27254 | 0.29422 | 0.31605 | 0.33852 | 0.36235 | 0.38272 | 0.40503 |  | 0.0010041 | 0.0019199 | 0.0031739 | 0.0050093 | 0.0076275 | 0.011354 | 0.01586 | 0.021766 | 0.02871 | 0.037046 | 0.049053 | 0.063102 | 0.082529 | 0.10383 | 0.12993 | 0.15714 | 0.18637 | 0.21626 | 0.24654 | 0.27546 | 0.30615 | 0.33788 | 0.3694 | 0.40162 | 0.43184 | 0.46284 | 0.49318 | 0.52279 | 0.55221 | 0.5822 | 0.60797 | 0.63433 |  | 0.0010041 | 0.0072109 | 0.010354 | 0.015232 | 0.021586 | 0.032789 | 0.049778 | 0.071159 | 0.095864 | 0.12385 | 0.15659 | 0.1912 | 0.22927 | 0.26704 | 0.3074 | 0.34754 | 0.38807 | 0.42808 | 0.46727 | 0.5045 | 0.53893 | 0.56883 | 0.59576 | 0.62057 | 0.64054 | 0.65984 | 0.6779 | 0.69586 | 0.71423 | 0.73416 | 0.74958 | 0.76765
Bispham |  | 0.0020335 | 0.0038883 | 0.0064279 | 0.010145 | 0.015448 | 0.022995 | 0.03212 | 0.044081 | 0.058145 | 0.075028 | 0.099825 | 0.12941 | 0.17012 | 0.21493 | 0.2697 | 0.32702 | 0.38871 | 0.45199 | 0.51631 | 0.57809 | 0.64387 | 0.71246 | 0.78168 | 0.85336 | 0.92169 | 0.99212 | 1.0612 | 1.1297 | 1.1983 | 1.2686 | 1.331 | 1.3948 |  | 0.0020335 | 0.0038883 | 0.0020178 | 0.0031321 | 0.0046658 | 0.0068839 | 0.0098054 | 0.013827 | 0.018603 | 0.02395 | 0.030725 | 0.037546 | 0.046422 | 0.054762 | 0.06473 | 0.074281 | 0.084126 | 0.093786 | 0.10332 | 0.11207 | 0.12172 | 0.13188 | 0.14203 | 0.15262 | 0.16114 | 0.17115 | 0.18136 | 0.19091 | 0.20038 | 0.21096 | 0.21664 | 0.22492 |  | 0.0020335 | 0.0038883 | 0.0064279 | 0.010111 | 0.015234 | 0.022268 | 0.030282 | 0.039979 | 0.050227 | 0.061174 | 0.076704 | 0.094401 | 0.11812 | 0.1425 | 0.17193 | 0.20218 | 0.23476 | 0.2682 | 0.30269 | 0.33668 | 0.37433 | 0.41563 | 0.46006 | 0.5086 | 0.55568 | 0.60671 | 0.6583 | 0.71097 | 0.76557 | 0.82336 | 0.87478 | 0.93043 |  | 0.0020335 | 0.0038883 | 0.0064279 | 0.010145 | 0.015448 | 0.022995 | 0.03212 | 0.044081 | 0.058145 | 0.075028 | 0.099825 | 0.12941 | 0.17012 | 0.21493 | 0.2697 | 0.32702 | 0.38871 | 0.45199 | 0.51631 | 0.57809 | 0.64387 | 0.71246 | 0.78168 | 0.85336 | 0.92169 | 0.99212 | 1.0612 | 1.1297 | 1.1983 | 1.2686 | 1.331 | 1.3948 |  | 0.0020335 | 0.014604 | 0.02097 | 0.032425 | 0.048145 | 0.078433 | 0.12655 | 0.18741 | 0.25868 | 0.34004 | 0.43413 | 0.53416 | 0.64125 | 0.74784 | 0.85972 | 0.97115 | 1.0831 | 1.1931 | 1.3006 | 1.4026 | 1.494 | 1.5699 | 1.6361 | 1.6946 | 1.74 | 1.7815 | 1.8187 | 1.8562 | 1.895 | 1.9372 | 1.9709 | 2.0103
Blackbull |  | 0.0018145 | 0.0034694 | 0.0057354 | 0.0090521 | 0.013783 | 0.020518 | 0.02866 | 0.039332 | 0.051881 | 0.066945 | 0.088393 | 0.11319 | 0.14759 | 0.18522 | 0.2314 | 0.27944 | 0.33096 | 0.38358 | 0.43674 | 0.48737 | 0.54098 | 0.59607 | 0.65025 | 0.70515 | 0.75607 | 0.80812 | 0.85896 | 0.90809 | 0.95652 | 1.0058 | 1.0471 | 1.0893 |  | 0.0018145 | 0.0034694 | 0.0018004 | 0.0027946 | 0.0041631 | 0.0061423 | 0.008749 | 0.012337 | 0.016599 | 0.021369 | 0.027415 | 0.033501 | 0.04142 | 0.048862 | 0.057756 | 0.066279 | 0.075063 | 0.083682 | 0.092193 | 0.099999 | 0.1086 | 0.11767 | 0.12673 | 0.13617 | 0.14378 | 0.15271 | 0.16182 | 0.17034 | 0.17879 | 0.18823 | 0.1933 | 0.20069 |  | 0.0018145 | 0.0034694 | 0.0057354 | 0.0090218 | 0.013593 | 0.019869 | 0.02702 | 0.035672 | 0.044816 | 0.054584 | 0.067763 | 0.081955 | 0.10119 | 0.12059 | 0.14417 | 0.16806 | 0.19359 | 0.2196 | 0.24613 | 0.27197 | 0.30048 | 0.33122 | 0.36328 | 0.39754 | 0.4295 | 0.46424 | 0.49942 | 0.5345 | 0.57036 | 0.6085 | 0.64005 | 0.67493 |  | 0.0018145 | 0.0034694 | 0.0057354 | 0.0090521 | 0.013783 | 0.020518 | 0.02866 | 0.039332 | 0.051881 | 0.066945 | 0.088393 | 0.11319 | 0.14759 | 0.18522 | 0.2314 | 0.27944 | 0.33096 | 0.38358 | 0.43674 | 0.48737 | 0.54098 | 0.59607 | 0.65025 | 0.70515 | 0.75607 | 0.80812 | 0.85896 | 0.90809 | 0.95652 | 1.0058 | 1.0471 | 1.0893 |  | 0.0018145 | 0.013031 | 0.018711 | 0.026711 | 0.03672 | 0.052994 | 0.07651 | 0.10597 | 0.13953 | 0.17727 | 0.22202 | 0.26906 | 0.32241 | 0.37524 | 0.43277 | 0.48997 | 0.54811 | 0.60577 | 0.66252 | 0.71662 | 0.76825 | 0.81505 | 0.85845 | 0.89979 | 0.93406 | 0.96845 | 1.0014 | 1.0339 | 1.0669 | 1.1024 | 1.1294 | 1.1609
Blackburn |  | 0.0013483 | 0.0025782 | 0.0042621 | 0.0067268 | 0.010243 | 0.015247 | 0.021297 | 0.029228 | 0.038554 | 0.049748 | 0.066002 | 0.085178 | 0.11164 | 0.1407 | 0.17627 | 0.21342 | 0.25335 | 0.29424 | 0.33572 | 0.37544 | 0.41765 | 0.46146 | 0.50532 | 0.55042 | 0.59304 | 0.63688 | 0.67985 | 0.72209 | 0.76427 | 0.80735 | 0.84496 | 0.88348 |  | 0.0013483 | 0.0025782 | 0.0013379 | 0.0020767 | 0.0030937 | 0.0045644 | 0.0065015 | 0.0091681 | 0.012335 | 0.01588 | 0.020372 | 0.024895 | 0.03078 | 0.03631 | 0.042919 | 0.049253 | 0.05578 | 0.062186 | 0.06851 | 0.074311 | 0.080704 | 0.087446 | 0.094172 | 0.10119 | 0.10684 | 0.11348 | 0.12025 | 0.12658 | 0.13286 | 0.13988 | 0.14365 | 0.14913 |  | 0.0013483 | 0.0025782 | 0.0042621 | 0.0067043 | 0.010101 | 0.014765 | 0.020079 | 0.026509 | 0.033303 | 0.040562 | 0.050672 | 0.061964 | 0.077157 | 0.092673 | 0.11144 | 0.13064 | 0.15127 | 0.17238 | 0.19407 | 0.21537 | 0.23893 | 0.26465 | 0.29206 | 0.32182 | 0.35036 | 0.38133 | 0.41268 | 0.44447 | 0.47731 | 0.51212 | 0.54249 | 0.57555 |  | 0.0013483 | 0.0025782 | 0.0042621 | 0.0067268 | 0.010243 | 0.015247 | 0.021297 | 0.029228 | 0.038554 | 0.049748 | 0.066002 | 0.085178 | 0.11164 | 0.1407 | 0.17627 | 0.21342 | 0.25335 | 0.29424 | 0.33572 | 0.37544 | 0.41765 | 0.46146 | 0.50532 | 0.55042 | 0.59304 | 0.63688 | 0.67985 | 0.72209 | 0.76427 | 0.80735 | 0.84496 | 0.88348 |  | 0.0013483 | 0.0096832 | 0.013904 | 0.020885 | 0.030197 | 0.047408 | 0.074166 | 0.10793 | 0.14723 | 0.19194 | 0.24394 | 0.29911 | 0.35895 | 0.41846 | 0.48147 | 0.54421 | 0.60741 | 0.66973 | 0.73072 | 0.78866 | 0.84143 | 0.88632 | 0.92614 | 0.96215 | 0.99072 | 1.0176 | 1.0423 | 1.067 | 1.0924 | 1.1199 | 1.1415 | 1.1667
Blackburn Rd Clayton |  | 0.0014628 | 0.0027971 | 0.0046239 | 0.0072979 | 0.011112 | 0.016542 | 0.023106 | 0.03171 | 0.041827 | 0.053972 | 0.071471 | 0.091956 | 0.12028 | 0.15134 | 0.18939 | 0.22907 | 0.27168 | 0.31528 | 0.35943 | 0.40161 | 0.44639 | 0.49269 | 0.53874 | 0.58585 | 0.63007 | 0.67545 | 0.71988 | 0.76329 | 0.80645 | 0.85046 | 0.88835 | 0.92714 |  | 0.0014628 | 0.0027971 | 0.0014515 | 0.0022531 | 0.0033563 | 0.004952 | 0.0070536 | 0.0099465 | 0.013382 | 0.017228 | 0.022102 | 0.027009 | 0.033393 | 0.039393 | 0.046564 | 0.053435 | 0.060516 | 0.067466 | 0.074327 | 0.08062 | 0.087556 | 0.094871 | 0.10217 | 0.10978 | 0.11591 | 0.12311 | 0.13046 | 0.13733 | 0.14414 | 0.15176 | 0.15584 | 0.16179 |  | 0.0014628 | 0.0027971 | 0.0046239 | 0.0072735 | 0.010959 | 0.016019 | 0.021784 | 0.028759 | 0.036131 | 0.044006 | 0.054839 | 0.06677 | 0.08287 | 0.099231 | 0.11906 | 0.13927 | 0.16094 | 0.18307 | 0.20576 | 0.22796 | 0.2525 | 0.27917 | 0.30738 | 0.33785 | 0.36678 | 0.39821 | 0.43002 | 0.4621 | 0.49513 | 0.53017 | 0.56021 | 0.59307 |  | 0.0014628 | 0.0027971 | 0.0046239 | 0.0072979 | 0.011112 | 0.016542 | 0.023106 | 0.03171 | 0.041827 | 0.053972 | 0.071471 | 0.091956 | 0.12028 | 0.15134 | 0.18939 | 0.22907 | 0.27168 | 0.31528 | 0.35943 | 0.40161 | 0.44639 | 0.49269 | 0.53874 | 0.58585 | 0.63007 | 0.67545 | 0.71988 | 0.76329 | 0.80645 | 0.85046 | 0.88835 | 0.92714 |  | 0.0014628 | 0.010505 | 0.015085 | 0.022215 | 0.031514 | 0.048035 | 0.073176 | 0.10483 | 0.14143 | 0.18292 | 0.23142 | 0.28273 | 0.33909 | 0.39503 | 0.45475 | 0.51415 | 0.57412 | 0.63334 | 0.69136 | 0.74651 | 0.79741 | 0.84154 | 0.88122 | 0.91772 | 0.94708 | 0.97539 | 1.0018 | 1.0281 | 1.055 | 1.0842 | 1.1068 | 1.1332
Blackfriars |  | 0.0012331 | 0.0023579 | 0.0038979 | 0.006152 | 0.0093676 | 0.013945 | 0.019478 | 0.026731 | 0.03526 | 0.045498 | 0.060549 | 0.078527 | 0.10326 | 0.13049 | 0.16376 | 0.19859 | 0.23609 | 0.27456 | 0.31368 | 0.35127 | 0.39131 | 0.4331 | 0.47536 | 0.51918 | 0.56102 | 0.60421 | 0.64664 | 0.68871 | 0.73101 | 0.77432 | 0.81291 | 0.85247 |  | 0.0012331 | 0.0023579 | 0.0012236 | 0.0018993 | 0.0028294 | 0.0041744 | 0.0059461 | 0.0083848 | 0.011281 | 0.014523 | 0.018632 | 0.022768 | 0.02815 | 0.033208 | 0.039252 | 0.045045 | 0.051015 | 0.056873 | 0.062656 | 0.067962 | 0.073809 | 0.079975 | 0.086126 | 0.092547 | 0.097715 | 0.10378 | 0.10998 | 0.11577 | 0.12151 | 0.12793 | 0.13137 | 0.13639 |  | 0.0012331 | 0.0023579 | 0.0038979 | 0.0061315 | 0.0092379 | 0.013504 | 0.018363 | 0.024244 | 0.030458 | 0.037096 | 0.046529 | 0.057296 | 0.071722 | 0.086563 | 0.10447 | 0.12289 | 0.14274 | 0.16312 | 0.18414 | 0.20488 | 0.22786 | 0.25311 | 0.28033 | 0.31012 | 0.33908 | 0.3705 | 0.40229 | 0.43481 | 0.46857 | 0.50432 | 0.53628 | 0.57086 |  | 0.0012331 | 0.0023579 | 0.0038979 | 0.006152 | 0.0093676 | 0.013945 | 0.019478 | 0.026731 | 0.03526 | 0.045498 | 0.060549 | 0.078527 | 0.10326 | 0.13049 | 0.16376 | 0.19859 | 0.23609 | 0.27456 | 0.31368 | 0.35127 | 0.39131 | 0.4331 | 0.47536 | 0.51918 | 0.56102 | 0.60421 | 0.64664 | 0.68871 | 0.73101 | 0.77432 | 0.81291 | 0.85247 |  | 0.0012331 | 0.0088559 | 0.012716 | 0.019714 | 0.029341 | 0.048082 | 0.077994 | 0.11587 | 0.1603 | 0.2111 | 0.26989 | 0.33255 | 0.3996 | 0.46649 | 0.5367 | 0.60678 | 0.67726 | 0.74675 | 0.81475 | 0.87944 | 0.93758 | 0.98607 | 1.0285 | 1.066 | 1.0955 | 1.1223 | 1.1462 | 1.1703 | 1.195 | 1.2217 | 1.2432 | 1.268
Blackley |  | 0.0024307 | 0.0046477 | 0.0076832 | 0.012126 | 0.018464 | 0.027486 | 0.038393 | 0.052689 | 0.069501 | 0.089681 | 0.11818 | 0.15085 | 0.19626 | 0.24585 | 0.30678 | 0.37006 | 0.43784 | 0.50699 | 0.57674 | 0.64299 | 0.71305 | 0.7847 | 0.85462 | 0.92499 | 0.98966 | 1.0556 | 1.1198 | 1.1814 | 1.2417 | 1.3029 | 1.3532 | 1.4045 |  | 0.0024307 | 0.0046477 | 0.0024118 | 0.0037437 | 0.005577 | 0.0082283 | 0.01172 | 0.016527 | 0.022236 | 0.028627 | 0.036725 | 0.044878 | 0.055487 | 0.065456 | 0.077371 | 0.088788 | 0.10056 | 0.1121 | 0.1235 | 0.13396 | 0.14548 | 0.15764 | 0.16976 | 0.18242 | 0.19261 | 0.20457 | 0.21678 | 0.22819 | 0.23951 | 0.25216 | 0.25895 | 0.26884 |  | 0.0024307 | 0.0046477 | 0.0076832 | 0.012086 | 0.018209 | 0.026617 | 0.036196 | 0.047787 | 0.060036 | 0.073121 | 0.090541 | 0.109 | 0.1341 | 0.15927 | 0.18993 | 0.22084 | 0.25382 | 0.28732 | 0.3214 | 0.35444 | 0.39086 | 0.42991 | 0.47019 | 0.5129 | 0.55219 | 0.5949 | 0.63819 | 0.68096 | 0.72444 | 0.77074 | 0.80791 | 0.84938 |  | 0.0024307 | 0.0046477 | 0.0076832 | 0.012126 | 0.018464 | 0.027486 | 0.038393 | 0.052689 | 0.069501 | 0.089681 | 0.11818 | 0.15085 | 0.19626 | 0.24585 | 0.30678 | 0.37006 | 0.43784 | 0.50699 | 0.57674 | 0.64299 | 0.71305 | 0.7847 | 0.85462 | 0.92499 | 0.98966 | 1.0556 | 1.1198 | 1.1814 | 1.2417 | 1.3029 | 1.3532 | 1.4045 |  | 0.0024307 | 0.017456 | 0.025065 | 0.035011 | 0.047022 | 0.065045 | 0.089705 | 0.12041 | 0.15477 | 0.19303 | 0.23911 | 0.28719 | 0.3437 | 0.39947 | 0.46152 | 0.5231 | 0.58612 | 0.64887 | 0.71085 | 0.77008 | 0.82843 | 0.88345 | 0.93578 | 0.98703 | 1.0304 | 1.0753 | 1.1191 | 1.162 | 1.2053 | 1.2519 | 1.2868 | 1.3276
Blackpool |  | 0.00032585 | 0.00062305 | 0.00103 | 0.0016256 | 0.0024753 | 0.0036847 | 0.0051468 | 0.0070633 | 0.009317 | 0.012022 | 0.017428 | 0.025552 | 0.036147 | 0.048322 | 0.062775 | 0.078553 | 0.095937 | 0.11423 | 0.13352 | 0.153 | 0.17435 | 0.1983 | 0.22544 | 0.25603 | 0.28817 | 0.32223 | 0.35616 | 0.39222 | 0.4303 | 0.46987 | 0.51006 | 0.55143 |  | 0.00032585 | 0.00062305 | 0.00032332 | 0.00050187 | 0.00074763 | 0.0011031 | 0.0015712 | 0.0022156 | 0.0029809 | 0.0038376 | 0.0049233 | 0.0060162 | 0.0074384 | 0.0087748 | 0.010372 | 0.011903 | 0.01348 | 0.015028 | 0.016556 | 0.017958 | 0.019503 | 0.021133 | 0.022758 | 0.024455 | 0.02582 | 0.027424 | 0.029061 | 0.03059 | 0.032108 | 0.033804 | 0.034714 | 0.03604 |  | 0.00032585 | 0.00062305 | 0.00103 | 0.0016202 | 0.002441 | 0.0035682 | 0.0048523 | 0.0064062 | 0.0080482 | 0.0098024 | 0.013724 | 0.019941 | 0.027814 | 0.036715 | 0.04711 | 0.05855 | 0.071268 | 0.084778 | 0.099292 | 0.11432 | 0.13115 | 0.15074 | 0.1739 | 0.20079 | 0.22953 | 0.26047 | 0.29159 | 0.32513 | 0.36095 | 0.39852 | 0.43696 | 0.47702 |  | 0.00032585 | 0.00062305 | 0.00103 | 0.0016256 | 0.0024753 | 0.0036847 | 0.0051468 | 0.0070633 | 0.009317 | 0.012022 | 0.017428 | 0.025552 | 0.036147 | 0.048322 | 0.062775 | 0.078553 | 0.095937 | 0.11423 | 0.13352 | 0.153 | 0.17435 | 0.1983 | 0.22544 | 0.25603 | 0.28817 | 0.32223 | 0.35616 | 0.39222 | 0.4303 | 0.46987 | 0.51006 | 0.55143 |  | 0.00032585 | 0.0023401 | 0.0033601 | 0.0098978 | 0.020931 | 0.048337 | 0.096711 | 0.15855 | 0.23305 | 0.31939 | 0.4171 | 0.52229 | 0.62882 | 0.73567 | 0.84365 | 0.95171 | 1.059 | 1.1638 | 1.2655 | 1.3616 | 1.4419 | 1.5011 | 1.5477 | 1.5829 | 1.6065 | 1.6215 | 1.6304 | 1.641 | 1.6528 | 1.666 | 1.6794 | 1.6947
Bollington |  | 0.0012926 | 0.0024715 | 0.0040858 | 0.0064485 | 0.009819 | 0.014617 | 0.020416 | 0.028019 | 0.036959 | 0.04769 | 0.063164 | 0.081291 | 0.10635 | 0.13383 | 0.1675 | 0.20262 | 0.24033 | 0.27893 | 0.31801 | 0.35537 | 0.39504 | 0.43605 | 0.47686 | 0.51862 | 0.55784 | 0.59809 | 0.6375 | 0.67601 | 0.71432 | 0.75339 | 0.78706 | 0.82153 |  | 0.0012926 | 0.0024715 | 0.0012825 | 0.0019908 | 0.0029657 | 0.0043756 | 0.0062326 | 0.0087889 | 0.011825 | 0.015223 | 0.01953 | 0.023865 | 0.029507 | 0.034808 | 0.041144 | 0.047216 | 0.053473 | 0.059613 | 0.065676 | 0.071237 | 0.077366 | 0.083829 | 0.090277 | 0.097007 | 0.10242 | 0.10879 | 0.11528 | 0.12135 | 0.12737 | 0.13409 | 0.13771 | 0.14296 |  | 0.0012926 | 0.0024715 | 0.0040858 | 0.006427 | 0.0096831 | 0.014154 | 0.019248 | 0.025412 | 0.031926 | 0.038884 | 0.048468 | 0.059037 | 0.073296 | 0.087793 | 0.10536 | 0.12327 | 0.14248 | 0.16211 | 0.18223 | 0.20193 | 0.22371 | 0.24738 | 0.27243 | 0.29948 | 0.32519 | 0.35311 | 0.38137 | 0.40988 | 0.43923 | 0.47037 | 0.4971 | 0.52634 |  | 0.0012926 | 0.0024715 | 0.0040858 | 0.0064485 | 0.009819 | 0.014617 | 0.020416 | 0.028019 | 0.036959 | 0.04769 | 0.063164 | 0.081291 | 0.10635 | 0.13383 | 0.1675 | 0.20262 | 0.24033 | 0.27893 | 0.31801 | 0.35537 | 0.39504 | 0.43605 | 0.47686 | 0.51862 | 0.55784 | 0.59809 | 0.6375 | 0.67601 | 0.71432 | 0.75339 | 0.78706 | 0.82153 |  | 0.0012926 | 0.0092827 | 0.013329 | 0.019667 | 0.027953 | 0.04269 | 0.06514 | 0.093418 | 0.12614 | 0.16327 | 0.20667 | 0.25261 | 0.30305 | 0.35315 | 0.40663 | 0.45985 | 0.51361 | 0.56672 | 0.61878 | 0.6683 | 0.71403 | 0.7537 | 0.78938 | 0.8222 | 0.84864 | 0.87409 | 0.8978 | 0.92139 | 0.94549 | 0.97156 | 0.99183 | 1.0155
Bolton By Bowland |  | 0.00034737 | 0.0006642 | 0.001098 | 0.001733 | 0.0026388 | 0.0039281 | 0.0054867 | 0.0075298 | 0.0099323 | 0.012816 | 0.017138 | 0.022395 | 0.029593 | 0.037547 | 0.047241 | 0.057427 | 0.068414 | 0.079709 | 0.091232 | 0.10236 | 0.11424 | 0.12673 | 0.13953 | 0.15294 | 0.16591 | 0.17933 | 0.19254 | 0.20578 | 0.21918 | 0.23293 | 0.24545 | 0.25828 |  | 0.00034737 | 0.0006642 | 0.00034467 | 0.00053502 | 0.000797 | 0.0011759 | 0.0016749 | 0.0023619 | 0.0031778 | 0.004091 | 0.0052484 | 0.0064135 | 0.0079297 | 0.0093543 | 0.011057 | 0.012689 | 0.01437 | 0.01602 | 0.01765 | 0.019144 | 0.020791 | 0.022528 | 0.024261 | 0.02607 | 0.027525 | 0.029235 | 0.03098 | 0.032611 | 0.034229 | 0.036036 | 0.037007 | 0.03842 |  | 0.00034737 | 0.0006642 | 0.001098 | 0.0017272 | 0.0026022 | 0.0038038 | 0.0051728 | 0.0068292 | 0.0085797 | 0.01045 | 0.013188 | 0.016414 | 0.02071 | 0.025174 | 0.030541 | 0.036103 | 0.042116 | 0.048316 | 0.054742 | 0.06112 | 0.068195 | 0.076031 | 0.084593 | 0.094048 | 0.10339 | 0.1135 | 0.12371 | 0.13426 | 0.14525 | 0.15687 | 0.16752 | 0.17895 |  | 0.00034737 | 0.0006642 | 0.001098 | 0.001733 | 0.0026388 | 0.0039281 | 0.0054867 | 0.0075298 | 0.0099323 | 0.012816 | 0.017138 | 0.022395 | 0.029593 | 0.037547 | 0.047241 | 0.057427 | 0.068414 | 0.079709 | 0.091232 | 0.10236 | 0.11424 | 0.12673 | 0.13953 | 0.15294 | 0.16591 | 0.17933 | 0.19254 | 0.20578 | 0.21918 | 0.23293 | 0.24545 | 0.25828 |  | 0.00034737 | 0.0024946 | 0.003582 | 0.0058205 | 0.0090158 | 0.015575 | 0.026304 | 0.039911 | 0.055968 | 0.07437 | 0.095513 | 0.11806 | 0.14182 | 0.1655 | 0.19009 | 0.21459 | 0.23912 | 0.26319 | 0.28664 | 0.30885 | 0.32836 | 0.34408 | 0.35744 | 0.36887 | 0.3775 | 0.38497 | 0.39138 | 0.39797 | 0.40485 | 0.4124 | 0.41859 | 0.42584
Bolton Le Sands |  | 0.0018943 | 0.0036222 | 0.0059879 | 0.0094507 | 0.01439 | 0.021422 | 0.029922 | 0.041063 | 0.054166 | 0.069893 | 0.092562 | 0.11911 | 0.15581 | 0.19606 | 0.24537 | 0.2968 | 0.35203 | 0.40854 | 0.46577 | 0.52047 | 0.57852 | 0.63855 | 0.69827 | 0.75935 | 0.8167 | 0.87555 | 0.93317 | 0.98947 | 1.0454 | 1.1025 | 1.1517 | 1.202 |  | 0.0018943 | 0.0036222 | 0.0018796 | 0.0029177 | 0.0043464 | 0.0064127 | 0.0091343 | 0.012881 | 0.01733 | 0.02231 | 0.028622 | 0.034976 | 0.043244 | 0.051013 | 0.060299 | 0.069197 | 0.078368 | 0.087367 | 0.096252 | 0.1044 | 0.11338 | 0.12286 | 0.13231 | 0.14217 | 0.15011 | 0.15943 | 0.16895 | 0.17784 | 0.18667 | 0.19652 | 0.20182 | 0.20952 |  | 0.0018943 | 0.0036222 | 0.0059879 | 0.0094191 | 0.014191 | 0.020744 | 0.02821 | 0.037243 | 0.046789 | 0.056987 | 0.071024 | 0.086495 | 0.10737 | 0.12859 | 0.1543 | 0.18051 | 0.20862 | 0.23733 | 0.26677 | 0.29558 | 0.32743 | 0.36204 | 0.39866 | 0.43819 | 0.47575 | 0.51653 | 0.55781 | 0.59943 | 0.64228 | 0.68775 | 0.72674 | 0.76939 |  | 0.0018943 | 0.0036222 | 0.0059879 | 0.0094507 | 0.01439 | 0.021422 | 0.029922 | 0.041063 | 0.054166 | 0.069893 | 0.092562 | 0.11911 | 0.15581 | 0.19606 | 0.24537 | 0.2968 | 0.35203 | 0.40854 | 0.46577 | 0.52047 | 0.57852 | 0.63855 | 0.69827 | 0.75935 | 0.8167 | 0.87555 | 0.93317 | 0.98947 | 1.0454 | 1.1025 | 1.1517 | 1.202 |  | 0.0018943 | 0.013604 | 0.019534 | 0.028796 | 0.040891 | 0.062365 | 0.095045 | 0.1362 | 0.1838 | 0.23779 | 0.3009 | 0.36768 | 0.44104 | 0.51388 | 0.59163 | 0.669 | 0.74714 | 0.82431 | 0.89993 | 0.97185 | 1.0383 | 1.0959 | 1.1477 | 1.1954 | 1.2337 | 1.2707 | 1.3052 | 1.3395 | 1.3746 | 1.4126 | 1.4421 | 1.4766
Botany Bay |  | 0.0018375 | 0.0035135 | 0.0058082 | 0.009167 | 0.013958 | 0.020779 | 0.029023 | 0.039831 | 0.05254 | 0.067795 | 0.089514 | 0.11463 | 0.14946 | 0.18756 | 0.23433 | 0.28297 | 0.33513 | 0.38841 | 0.44224 | 0.4935 | 0.54778 | 0.60356 | 0.65842 | 0.71403 | 0.7656 | 0.81831 | 0.86981 | 0.91958 | 0.96865 | 1.0185 | 1.0604 | 1.1032 |  | 0.0018375 | 0.0035135 | 0.0018232 | 0.0028301 | 0.004216 | 0.0062203 | 0.0088601 | 0.012494 | 0.01681 | 0.021641 | 0.027763 | 0.033926 | 0.041946 | 0.049482 | 0.058489 | 0.06712 | 0.076016 | 0.084745 | 0.093363 | 0.10127 | 0.10998 | 0.11917 | 0.12833 | 0.1379 | 0.1456 | 0.15465 | 0.16388 | 0.1725 | 0.18106 | 0.19062 | 0.19576 | 0.20323 |  | 0.0018375 | 0.0035135 | 0.0058082 | 0.0091364 | 0.013765 | 0.020121 | 0.027363 | 0.036125 | 0.045385 | 0.055277 | 0.068623 | 0.082992 | 0.10247 | 0.12211 | 0.14599 | 0.17017 | 0.19602 | 0.22235 | 0.24921 | 0.27536 | 0.30422 | 0.33535 | 0.36781 | 0.4025 | 0.43488 | 0.47007 | 0.50571 | 0.54124 | 0.57759 | 0.61622 | 0.64819 | 0.68354 |  | 0.0018375 | 0.0035135 | 0.0058082 | 0.009167 | 0.013958 | 0.020779 | 0.029023 | 0.039831 | 0.05254 | 0.067795 | 0.089514 | 0.11463 | 0.14946 | 0.18756 | 0.23433 | 0.28297 | 0.33513 | 0.38841 | 0.44224 | 0.4935 | 0.54778 | 0.60356 | 0.65842 | 0.71403 | 0.7656 | 0.81831 | 0.86981 | 0.91958 | 0.96865 | 1.0185 | 1.0604 | 1.1032 |  | 0.0018375 | 0.013196 | 0.018948 | 0.027047 | 0.037176 | 0.053674 | 0.077532 | 0.10741 | 0.14145 | 0.17972 | 0.22506 | 0.27272 | 0.32675 | 0.38022 | 0.43843 | 0.49627 | 0.55505 | 0.61332 | 0.67063 | 0.72524 | 0.7773 | 0.82442 | 0.86808 | 0.90964 | 0.94403 | 0.97857 | 1.0117 | 1.0443 | 1.0775 | 1.1132 | 1.1404 | 1.1722
Bow Lane |  | 0.0040095 | 0.0076666 | 0.012674 | 0.020003 | 0.030458 | 0.04534 | 0.063331 | 0.086914 | 0.11465 | 0.14793 | 0.19539 | 0.25034 | 0.32654 | 0.40991 | 0.51221 | 0.61865 | 0.73281 | 0.84944 | 0.9673 | 1.0796 | 1.1985 | 1.3208 | 1.4413 | 1.5634 | 1.6769 | 1.793 | 1.9063 | 2.016 | 2.1243 | 2.2344 | 2.3271 | 2.4218 |  | 0.0040095 | 0.0076666 | 0.0039784 | 0.0061755 | 0.0091995 | 0.013573 | 0.019333 | 0.027263 | 0.03668 | 0.047221 | 0.060581 | 0.074029 | 0.091529 | 0.10797 | 0.12763 | 0.14646 | 0.16587 | 0.18492 | 0.20372 | 0.22098 | 0.23999 | 0.26003 | 0.28004 | 0.30091 | 0.31772 | 0.33745 | 0.35759 | 0.37641 | 0.39509 | 0.41596 | 0.42716 | 0.44347 |  | 0.0040095 | 0.0076666 | 0.012674 | 0.019936 | 0.030037 | 0.043906 | 0.059708 | 0.078827 | 0.099033 | 0.12062 | 0.1498 | 0.18131 | 0.22401 | 0.26709 | 0.31944 | 0.37251 | 0.42926 | 0.48707 | 0.54611 | 0.6036 | 0.66707 | 0.73556 | 0.80712 | 0.88368 | 0.95527 | 1.0331 | 1.1118 | 1.1905 | 1.271 | 1.3565 | 1.4276 | 1.5061 |  | 0.0040095 | 0.0076666 | 0.012674 | 0.020003 | 0.030458 | 0.04534 | 0.063331 | 0.086914 | 0.11465 | 0.14793 | 0.19539 | 0.25034 | 0.32654 | 0.40991 | 0.51221 | 0.61865 | 0.73281 | 0.84944 | 0.9673 | 1.0796 | 1.1985 | 1.3208 | 1.4413 | 1.5634 | 1.6769 | 1.793 | 1.9063 | 2.016 | 2.1243 | 2.2344 | 2.3271 | 2.4218 |  | 0.0040095 | 0.028795 | 0.041346 | 0.059231 | 0.081719 | 0.11872 | 0.17258 | 0.24008 | 0.31714 | 0.40389 | 0.5065 | 0.61445 | 0.7363 | 0.85698 | 0.98802 | 1.1183 | 1.2505 | 1.3815 | 1.5104 | 1.6331 | 1.7497 | 1.8547 | 1.9516 | 2.0436 | 2.1194 | 2.1952 | 2.2677 | 2.3392 | 2.4118 | 2.4901 | 2.5499 | 2.6197
Bowaters |  | 3.1778e-05 | 6.0763e-05 | 0.00010045 | 0.00015854 | 0.0002414 | 0.00035935 | 0.00050194 | 0.00068885 | 0.00090864 | 0.0011725 | 0.0016411 | 0.0022951 | 0.0031618 | 0.0041448 | 0.0053217 | 0.0065901 | 0.0079777 | 0.0094265 | 0.010938 | 0.012443 | 0.014081 | 0.01589 | 0.017892 | 0.020113 | 0.022405 | 0.024826 | 0.027236 | 0.029768 | 0.032422 | 0.035174 | 0.037915 | 0.040735 |  | 3.1778e-05 | 6.0763e-05 | 3.1531e-05 | 4.8945e-05 | 7.2912e-05 | 0.00010757 | 0.00015323 | 0.00021608 | 0.00029071 | 0.00037426 | 0.00048014 | 0.00058673 | 0.00072543 | 0.00085576 | 0.0010115 | 0.0011608 | 0.0013146 | 0.0014656 | 0.0016146 | 0.0017514 | 0.001902 | 0.0020609 | 0.0022195 | 0.0023849 | 0.0025181 | 0.0026745 | 0.0028342 | 0.0029833 | 0.0031313 | 0.0032967 | 0.0033855 | 0.0035148 |  | 3.1778e-05 | 6.0763e-05 | 0.00010045 | 0.00015801 | 0.00023806 | 0.00034799 | 0.00047322 | 0.00062476 | 0.0007849 | 0.00095597 | 0.0012798 | 0.001748 | 0.0023492 | 0.0030129 | 0.0037939 | 0.0046393 | 0.0055719 | 0.0065545 | 0.0076001 | 0.0086708 | 0.0098687 | 0.011252 | 0.012866 | 0.014725 | 0.016686 | 0.018803 | 0.020939 | 0.023225 | 0.025659 | 0.028216 | 0.030786 | 0.033478 |  | 3.1778e-05 | 6.0763e-05 | 0.00010045 | 0.00015854 | 0.0002414 | 0.00035935 | 0.00050194 | 0.00068885 | 0.00090864 | 0.0011725 | 0.0016411 | 0.0022951 | 0.0031618 | 0.0041448 | 0.0053217 | 0.0065901 | 0.0079777 | 0.0094265 | 0.010938 | 0.012443 | 0.014081 | 0.01589 | 0.017892 | 0.020113 | 0.022405 | 0.024826 | 0.027236 | 0.029768 | 0.032422 | 0.035174 | 0.037915 | 0.040735 |  | 3.1778e-05 | 0.00022822 | 0.00032769 | 0.00077292 | 0.0015003 | 0.0032839 | 0.0064108 | 0.0104 | 0.015187 | 0.02072 | 0.026987 | 0.033717 | 0.040557 | 0.047398 | 0.054324 | 0.061239 | 0.068097 | 0.074792 | 0.081277 | 0.087399 | 0.092505 | 0.096272 | 0.099238 | 0.1015 | 0.103 | 0.10399 | 0.10461 | 0.10535 | 0.10618 | 0.10713 | 0.10805 | 0.10913
Bowdon |  | 0.00099121 | 0.0018953 | 0.0031332 | 0.004945 | 0.0075297 | 0.011209 | 0.015656 | 0.021486 | 0.028342 | 0.036571 | 0.048832 | 0.063665 | 0.084005 | 0.10646 | 0.13385 | 0.16259 | 0.19359 | 0.22543 | 0.2579 | 0.2892 | 0.32261 | 0.35767 | 0.39346 | 0.43084 | 0.46688 | 0.50417 | 0.54086 | 0.57752 | 0.61459 | 0.65261 | 0.68705 | 0.72238 |  | 0.00099121 | 0.0018953 | 0.00098351 | 0.0015267 | 0.0022742 | 0.0033554 | 0.0047795 | 0.0067397 | 0.0090678 | 0.011674 | 0.014976 | 0.018301 | 0.022627 | 0.026693 | 0.031551 | 0.036207 | 0.041006 | 0.045714 | 0.050363 | 0.054628 | 0.059328 | 0.064284 | 0.069229 | 0.07439 | 0.078543 | 0.083422 | 0.088402 | 0.093054 | 0.097672 | 0.10283 | 0.1056 | 0.10963 |  | 0.00099121 | 0.0018953 | 0.0031332 | 0.0049285 | 0.0074254 | 0.010854 | 0.014761 | 0.019487 | 0.024482 | 0.029818 | 0.037562 | 0.0466 | 0.058657 | 0.071152 | 0.086191 | 0.10174 | 0.11855 | 0.13585 | 0.15377 | 0.17153 | 0.19123 | 0.21299 | 0.23669 | 0.2628 | 0.28848 | 0.31631 | 0.34445 | 0.37343 | 0.40364 | 0.43558 | 0.46469 | 0.49602 |  | 0.00099121 | 0.0018953 | 0.0031332 | 0.004945 | 0.0075297 | 0.011209 | 0.015656 | 0.021486 | 0.028342 | 0.036571 | 0.048832 | 0.063665 | 0.084005 | 0.10646 | 0.13385 | 0.16259 | 0.19359 | 0.22543 | 0.2579 | 0.2892 | 0.32261 | 0.35767 | 0.39346 | 0.43084 | 0.46688 | 0.50417 | 0.54086 | 0.57752 | 0.61459 | 0.65261 | 0.68705 | 0.72238 |  | 0.00099121 | 0.0071184 | 0.010221 | 0.016378 | 0.025082 | 0.042692 | 0.071323 | 0.10764 | 0.15049 | 0.19961 | 0.25622 | 0.31668 | 0.38072 | 0.44468 | 0.51136 | 0.57798 | 0.64484 | 0.71067 | 0.77503 | 0.83621 | 0.89056 | 0.93507 | 0.97345 | 1.0068 | 1.0326 | 1.0553 | 1.0752 | 1.0953 | 1.116 | 1.1385 | 1.1569 | 1.178
Bradford |  | 0.0011733 | 0.0022434 | 0.0037087 | 0.0058534 | 0.0089128 | 0.013268 | 0.018532 | 0.025433 | 0.033548 | 0.043289 | 0.057336 | 0.073794 | 0.096545 | 0.1215 | 0.15206 | 0.18395 | 0.21819 | 0.25323 | 0.28872 | 0.32264 | 0.35865 | 0.3959 | 0.43297 | 0.47091 | 0.50655 | 0.54313 | 0.57896 | 0.61398 | 0.64882 | 0.68435 | 0.71499 | 0.74636 |  | 0.0011733 | 0.0022434 | 0.0011642 | 0.0018071 | 0.002692 | 0.0039718 | 0.0056574 | 0.0079777 | 0.010734 | 0.013818 | 0.017727 | 0.021663 | 0.026784 | 0.031596 | 0.037347 | 0.042858 | 0.048538 | 0.054112 | 0.059615 | 0.064663 | 0.070225 | 0.076092 | 0.081945 | 0.088054 | 0.092971 | 0.098746 | 0.10464 | 0.11015 | 0.11561 | 0.12172 | 0.125 | 0.12977 |  | 0.0011733 | 0.0022434 | 0.0037087 | 0.0058338 | 0.0087894 | 0.012848 | 0.017472 | 0.023067 | 0.028979 | 0.035295 | 0.043996 | 0.053594 | 0.06654 | 0.079705 | 0.095657 | 0.11192 | 0.12936 | 0.14719 | 0.16547 | 0.18336 | 0.20314 | 0.22464 | 0.24741 | 0.272 | 0.29538 | 0.32077 | 0.34647 | 0.37241 | 0.39911 | 0.42745 | 0.45179 | 0.47842 |  | 0.0011733 | 0.0022434 | 0.0037087 | 0.0058534 | 0.0089128 | 0.013268 | 0.018532 | 0.025433 | 0.033548 | 0.043289 | 0.057336 | 0.073794 | 0.096545 | 0.1215 | 0.15206 | 0.18395 | 0.21819 | 0.25323 | 0.28872 | 0.32264 | 0.35865 | 0.3959 | 0.43297 | 0.47091 | 0.50655 | 0.54313 | 0.57896 | 0.61398 | 0.64882 | 0.68435 | 0.71499 | 0.74636 |  | 0.0011733 | 0.008426 | 0.012099 | 0.017857 | 0.025387 | 0.038804 | 0.059264 | 0.085037 | 0.11487 | 0.14873 | 0.1883 | 0.2302 | 0.27619 | 0.32188 | 0.37064 | 0.41918 | 0.46821 | 0.51665 | 0.56414 | 0.60932 | 0.65103 | 0.6872 | 0.71973 | 0.74963 | 0.77371 | 0.79687 | 0.81844 | 0.83988 | 0.86178 | 0.88545 | 0.90386 | 0.92533
Bradshawgate |  | 0.00043361 | 0.0008291 | 0.0013706 | 0.0021632 | 0.0032939 | 0.0049033 | 0.0068489 | 0.0093992 | 0.012398 | 0.015998 | 0.022022 | 0.030069 | 0.040842 | 0.052964 | 0.067558 | 0.083167 | 0.10017 | 0.11785 | 0.13618 | 0.15426 | 0.17384 | 0.19516 | 0.21824 | 0.24346 | 0.26908 | 0.29599 | 0.32269 | 0.35044 | 0.3793 | 0.40915 | 0.43833 | 0.46834 |  | 0.00043361 | 0.0008291 | 0.00043024 | 0.00066785 | 0.00099488 | 0.0014678 | 0.0020908 | 0.0029483 | 0.0039668 | 0.0051067 | 0.0065514 | 0.0080058 | 0.0098984 | 0.011677 | 0.013802 | 0.015839 | 0.017938 | 0.019998 | 0.022032 | 0.023897 | 0.025953 | 0.028121 | 0.030284 | 0.032542 | 0.034359 | 0.036493 | 0.038672 | 0.040707 | 0.042727 | 0.044983 | 0.046195 | 0.047958 |  | 0.00043361 | 0.0008291 | 0.0013706 | 0.002156 | 0.0032483 | 0.0047482 | 0.006457 | 0.0085247 | 0.01071 | 0.013044 | 0.017092 | 0.022604 | 0.029754 | 0.037519 | 0.046711 | 0.056548 | 0.067345 | 0.07866 | 0.090626 | 0.10279 | 0.11637 | 0.13187 | 0.14966 | 0.16995 | 0.19103 | 0.21381 | 0.23677 | 0.26117 | 0.28702 | 0.31422 | 0.34106 | 0.36931 |  | 0.00043361 | 0.0008291 | 0.0013706 | 0.0021632 | 0.0032939 | 0.0049033 | 0.0068489 | 0.0093992 | 0.012398 | 0.015998 | 0.022022 | 0.030069 | 0.040842 | 0.052964 | 0.067558 | 0.083167 | 0.10017 | 0.11785 | 0.13618 | 0.15426 | 0.17384 | 0.19516 | 0.21824 | 0.24346 | 0.26908 | 0.29599 | 0.32269 | 0.35044 | 0.3793 | 0.40915 | 0.43833 | 0.46834 |  | 0.00043361 | 0.003114 | 0.0044713 | 0.0093303 | 0.017057 | 0.035286 | 0.06684 | 0.10708 | 0.15528 | 0.21096 | 0.27422 | 0.34215 | 0.41165 | 0.48124 | 0.55205 | 0.62282 | 0.69322 | 0.76209 | 0.82897 | 0.89223 | 0.94574 | 0.98619 | 1.0187 | 1.0444 | 1.0623 | 1.0752 | 1.0844 | 1.0945 | 1.1055 | 1.1178 | 1.129 | 1.142
Bramhall |  | 0.0025332 | 0.0048438 | 0.0080074 | 0.012638 | 0.019244 | 0.028646 | 0.040013 | 0.054912 | 0.072433 | 0.093465 | 0.12312 | 0.15705 | 0.20425 | 0.25577 | 0.31909 | 0.38483 | 0.45523 | 0.52705 | 0.59945 | 0.6682 | 0.74088 | 0.81515 | 0.88751 | 0.96023 | 1.027 | 1.0949 | 1.1611 | 1.2245 | 1.2865 | 1.3494 | 1.4008 | 1.4533 |  | 0.0025332 | 0.0048438 | 0.0025136 | 0.0039017 | 0.0058123 | 0.0085755 | 0.012215 | 0.017225 | 0.023175 | 0.029835 | 0.038275 | 0.046772 | 0.057828 | 0.068218 | 0.080635 | 0.092534 | 0.1048 | 0.11683 | 0.12871 | 0.13961 | 0.15162 | 0.16429 | 0.17693 | 0.19012 | 0.20073 | 0.2132 | 0.22593 | 0.23782 | 0.24962 | 0.2628 | 0.26988 | 0.28018 |  | 0.0025332 | 0.0048438 | 0.0080074 | 0.012596 | 0.018977 | 0.02774 | 0.037723 | 0.049803 | 0.062569 | 0.076206 | 0.094315 | 0.11344 | 0.13947 | 0.16554 | 0.19731 | 0.22931 | 0.26345 | 0.2981 | 0.33334 | 0.36748 | 0.4051 | 0.44538 | 0.48685 | 0.53075 | 0.57101 | 0.6148 | 0.65918 | 0.70295 | 0.7474 | 0.79475 | 0.83253 | 0.87477 |  | 0.0025332 | 0.0048438 | 0.0080074 | 0.012638 | 0.019244 | 0.028646 | 0.040013 | 0.054912 | 0.072433 | 0.093465 | 0.12312 | 0.15705 | 0.20425 | 0.25577 | 0.31909 | 0.38483 | 0.45523 | 0.52705 | 0.59945 | 0.6682 | 0.74088 | 0.81515 | 0.88751 | 0.96023 | 1.027 | 1.0949 | 1.1611 | 1.2245 | 1.2865 | 1.3494 | 1.4008 | 1.4533 |  | 0.0025332 | 0.018192 | 0.026122 | 0.036336 | 0.04858 | 0.066601 | 0.090921 | 0.12117 | 0.15488 | 0.19235 | 0.23771 | 0.28498 | 0.34111 | 0.39652 | 0.45853 | 0.52012 | 0.58331 | 0.64636 | 0.70877 | 0.76852 | 0.82792 | 0.88453 | 0.93874 | 0.99216 | 1.0377 | 1.085 | 1.1314 | 1.1766 | 1.2221 | 1.271 | 1.3076 | 1.3503
Bridgewater |  | 0.00050431 | 0.00096429 | 0.0015941 | 0.002516 | 0.003831 | 0.0057028 | 0.0079657 | 0.010932 | 0.01442 | 0.018607 | 0.024825 | 0.032326 | 0.042618 | 0.053973 | 0.067829 | 0.082364 | 0.098028 | 0.11412 | 0.13051 | 0.1463 | 0.16314 | 0.18079 | 0.19875 | 0.21747 | 0.23547 | 0.25408 | 0.27237 | 0.29061 | 0.30901 | 0.32788 | 0.34488 | 0.36231 |  | 0.00050431 | 0.00096429 | 0.0005004 | 0.00077674 | 0.0011571 | 0.0017072 | 0.0024317 | 0.0034291 | 0.0046136 | 0.0059394 | 0.0076197 | 0.0093113 | 0.011512 | 0.013581 | 0.016053 | 0.018422 | 0.020863 | 0.023259 | 0.025624 | 0.027794 | 0.030185 | 0.032707 | 0.035222 | 0.037848 | 0.039962 | 0.042444 | 0.044977 | 0.047345 | 0.049694 | 0.052318 | 0.053727 | 0.055779 |  | 0.00050431 | 0.00096429 | 0.0015941 | 0.0025075 | 0.0037779 | 0.0055225 | 0.0075099 | 0.0099148 | 0.012456 | 0.015171 | 0.019091 | 0.023643 | 0.029722 | 0.03601 | 0.043583 | 0.051405 | 0.059849 | 0.068539 | 0.077529 | 0.086428 | 0.096293 | 0.10717 | 0.11899 | 0.13197 | 0.14471 | 0.1585 | 0.17244 | 0.18677 | 0.20168 | 0.21746 | 0.23175 | 0.24715 |  | 0.00050431 | 0.00096429 | 0.0015941 | 0.002516 | 0.003831 | 0.0057028 | 0.0079657 | 0.010932 | 0.01442 | 0.018607 | 0.024825 | 0.032326 | 0.042618 | 0.053973 | 0.067829 | 0.082364 | 0.098028 | 0.11412 | 0.13051 | 0.1463 | 0.16314 | 0.18079 | 0.19875 | 0.21747 | 0.23547 | 0.25408 | 0.27237 | 0.29061 | 0.30901 | 0.32788 | 0.34488 | 0.36231 |  | 0.00050431 | 0.0036217 | 0.0052004 | 0.0082684 | 0.012579 | 0.021198 | 0.035136 | 0.052806 | 0.073613 | 0.097442 | 0.12491 | 0.15422 | 0.18531 | 0.21633 | 0.24872 | 0.28103 | 0.31345 | 0.34536 | 0.37652 | 0.40611 | 0.43242 | 0.454 | 0.47263 | 0.48886 | 0.50138 | 0.5125 | 0.52226 | 0.53216 | 0.54239 | 0.5535 | 0.56252 | 0.573
Brinksway |  | 0.0016224 | 0.0031022 | 0.0051283 | 0.008094 | 0.012324 | 0.018346 | 0.025626 | 0.035168 | 0.04639 | 0.059859 | 0.079377 | 0.10236 | 0.13408 | 0.16892 | 0.21156 | 0.25608 | 0.30392 | 0.35291 | 0.40258 | 0.45012 | 0.50063 | 0.55299 | 0.60531 | 0.65904 | 0.70971 | 0.7618 | 0.81285 | 0.86294 | 0.91291 | 0.96391 | 1.0083 | 1.0537 |  | 0.0016224 | 0.0031022 | 0.0016098 | 0.0024988 | 0.0037225 | 0.0054921 | 0.007823 | 0.011031 | 0.014842 | 0.019107 | 0.024513 | 0.029955 | 0.037036 | 0.04369 | 0.051643 | 0.059263 | 0.067118 | 0.074825 | 0.082434 | 0.089415 | 0.097107 | 0.10522 | 0.11331 | 0.12176 | 0.12856 | 0.13654 | 0.14469 | 0.15231 | 0.15987 | 0.16831 | 0.17284 | 0.17944 |  | 0.0016224 | 0.0031022 | 0.0051283 | 0.0080669 | 0.012154 | 0.017766 | 0.02416 | 0.031896 | 0.040072 | 0.048806 | 0.060931 | 0.074425 | 0.092595 | 0.11113 | 0.13356 | 0.15648 | 0.1811 | 0.20628 | 0.23215 | 0.25752 | 0.28558 | 0.31618 | 0.34871 | 0.38398 | 0.41771 | 0.45432 | 0.49138 | 0.5289 | 0.56762 | 0.60869 | 0.64434 | 0.68322 |  | 0.0016224 | 0.0031022 | 0.0051283 | 0.008094 | 0.012324 | 0.018346 | 0.025626 | 0.035168 | 0.04639 | 0.059859 | 0.079377 | 0.10236 | 0.13408 | 0.16892 | 0.21156 | 0.25608 | 0.30392 | 0.35291 | 0.40258 | 0.45012 | 0.50063 | 0.55299 | 0.60531 | 0.65904 | 0.70971 | 0.7618 | 0.81285 | 0.86294 | 0.91291 | 0.96391 | 1.0083 | 1.0537 |  | 0.0016224 | 0.011651 | 0.01673 | 0.025001 | 0.035974 | 0.056011 | 0.086977 | 0.12604 | 0.17146 | 0.2231 | 0.28328 | 0.34711 | 0.41663 | 0.48577 | 0.55917 | 0.6323 | 0.70607 | 0.77888 | 0.85022 | 0.91807 | 0.98021 | 1.0335 | 1.081 | 1.1242 | 1.1587 | 1.1915 | 1.2217 | 1.2518 | 1.2826 | 1.3159 | 1.342 | 1.3724
Broadheath |  | 0.001634 | 0.0031243 | 0.0051649 | 0.0081517 | 0.012412 | 0.018477 | 0.025809 | 0.035419 | 0.046721 | 0.060286 | 0.080777 | 0.10589 | 0.14021 | 0.17819 | 0.22444 | 0.27312 | 0.32566 | 0.37974 | 0.435 | 0.48846 | 0.54563 | 0.60598 | 0.66815 | 0.73359 | 0.79722 | 0.86327 | 0.92837 | 0.99389 | 1.0605 | 1.1289 | 1.1918 | 1.2564 |  | 0.001634 | 0.0031243 | 0.0016213 | 0.0025167 | 0.003749 | 0.0055313 | 0.0078788 | 0.01111 | 0.014948 | 0.019244 | 0.024688 | 0.030169 | 0.0373 | 0.044002 | 0.052011 | 0.059686 | 0.067597 | 0.075359 | 0.083022 | 0.090053 | 0.0978 | 0.10597 | 0.11412 | 0.12263 | 0.12948 | 0.13752 | 0.14573 | 0.1534 | 0.16101 | 0.16951 | 0.17408 | 0.18072 |  | 0.001634 | 0.0031243 | 0.0051649 | 0.0081245 | 0.012241 | 0.017893 | 0.024332 | 0.032124 | 0.040358 | 0.049154 | 0.062199 | 0.077756 | 0.098424 | 0.11999 | 0.14589 | 0.17281 | 0.20196 | 0.23207 | 0.26335 | 0.29448 | 0.32905 | 0.36748 | 0.40972 | 0.45657 | 0.50314 | 0.55359 | 0.6046 | 0.65746 | 0.71274 | 0.77115 | 0.82529 | 0.88327 |  | 0.001634 | 0.0031243 | 0.0051649 | 0.0081517 | 0.012412 | 0.018477 | 0.025809 | 0.035419 | 0.046721 | 0.060286 | 0.080777 | 0.10589 | 0.14021 | 0.17819 | 0.22444 | 0.27312 | 0.32566 | 0.37974 | 0.435 | 0.48846 | 0.54563 | 0.60598 | 0.66815 | 0.73359 | 0.79722 | 0.86327 | 0.92837 | 0.99389 | 1.0605 | 1.1289 | 1.1918 | 1.2564 |  | 0.001634 | 0.011734 | 0.016849 | 0.027914 | 0.043917 | 0.077476 | 0.13289 | 0.20329 | 0.28663 | 0.38238 | 0.49232 | 0.60992 | 0.73342 | 0.85684 | 0.98478 | 1.1126 | 1.2406 | 1.3665 | 1.4894 | 1.6061 | 1.7085 | 1.791 | 1.8612 | 1.921 | 1.9664 | 2.0052 | 2.0382 | 2.072 | 2.1072 | 2.1453 | 2.177 | 2.2136
Broadway |  | 0.0021109 | 0.0040362 | 0.0066724 | 0.010531 | 0.016035 | 0.02387 | 0.033342 | 0.045757 | 0.060357 | 0.077882 | 0.10289 | 0.13187 | 0.17204 | 0.216 | 0.26993 | 0.32607 | 0.38627 | 0.44779 | 0.50997 | 0.56922 | 0.632 | 0.69657 | 0.76022 | 0.82483 | 0.88489 | 0.94633 | 1.0064 | 1.0645 | 1.1219 | 1.1804 | 1.2296 | 1.28 |  | 0.0021109 | 0.0040362 | 0.0020945 | 0.0032512 | 0.0048432 | 0.0071457 | 0.010178 | 0.014353 | 0.019311 | 0.02486 | 0.031894 | 0.038974 | 0.048187 | 0.056844 | 0.067192 | 0.077106 | 0.087326 | 0.097353 | 0.10725 | 0.11634 | 0.12634 | 0.1369 | 0.14743 | 0.15842 | 0.16727 | 0.17766 | 0.18826 | 0.19817 | 0.208 | 0.21899 | 0.22488 | 0.23347 |  | 0.0021109 | 0.0040362 | 0.0066724 | 0.010496 | 0.015813 | 0.023115 | 0.031434 | 0.0415 | 0.052137 | 0.063501 | 0.078887 | 0.095523 | 0.11806 | 0.14081 | 0.16845 | 0.19648 | 0.22647 | 0.25702 | 0.28823 | 0.31864 | 0.3522 | 0.38845 | 0.42636 | 0.46696 | 0.50497 | 0.54627 | 0.58809 | 0.62989 | 0.67269 | 0.71817 | 0.75608 | 0.79791 |  | 0.0021109 | 0.0040362 | 0.0066724 | 0.010531 | 0.016035 | 0.02387 | 0.033342 | 0.045757 | 0.060357 | 0.077882 | 0.10289 | 0.13187 | 0.17204 | 0.216 | 0.26993 | 0.32607 | 0.38627 | 0.44779 | 0.50997 | 0.56922 | 0.632 | 0.69657 | 0.76022 | 0.82483 | 0.88489 | 0.94633 | 1.0064 | 1.0645 | 1.1219 | 1.1804 | 1.2296 | 1.28 |  | 0.0021109 | 0.015159 | 0.021767 | 0.031249 | 0.043209 | 0.063022 | 0.091984 | 0.12831 | 0.16983 | 0.21661 | 0.27189 | 0.3301 | 0.39565 | 0.46059 | 0.53101 | 0.60102 | 0.6721 | 0.74252 | 0.81176 | 0.87773 | 0.94025 | 0.9964 | 1.0481 | 1.0971 | 1.1374 | 1.1776 | 1.216 | 1.2538 | 1.2922 | 1.3337 | 1.3653 | 1.4023
Buckshaw |  | 0.0013134 | 0.0025114 | 0.0041516 | 0.0065524 | 0.0099772 | 0.014852 | 0.020745 | 0.02847 | 0.037554 | 0.048459 | 0.063955 | 0.081839 | 0.10666 | 0.13379 | 0.16711 | 0.20175 | 0.23888 | 0.27681 | 0.31511 | 0.35156 | 0.39016 | 0.42977 | 0.46867 | 0.50803 | 0.54446 | 0.58167 | 0.61801 | 0.65307 | 0.68759 | 0.72267 | 0.75196 | 0.7819 |  | 0.0013134 | 0.0025114 | 0.0013032 | 0.0020229 | 0.0030135 | 0.0044461 | 0.006333 | 0.0089305 | 0.012015 | 0.015468 | 0.019844 | 0.02425 | 0.029982 | 0.035369 | 0.041807 | 0.047976 | 0.054335 | 0.060574 | 0.066734 | 0.072385 | 0.078612 | 0.085179 | 0.091731 | 0.09857 | 0.10407 | 0.11054 | 0.11714 | 0.1233 | 0.12942 | 0.13625 | 0.13992 | 0.14527 |  | 0.0013134 | 0.0025114 | 0.0041516 | 0.0065305 | 0.0098391 | 0.014382 | 0.019558 | 0.025822 | 0.03244 | 0.039511 | 0.049022 | 0.059226 | 0.07307 | 0.08701 | 0.10396 | 0.12112 | 0.13945 | 0.15811 | 0.17714 | 0.19565 | 0.21607 | 0.23806 | 0.26094 | 0.28536 | 0.30807 | 0.33275 | 0.35776 | 0.38265 | 0.40807 | 0.4351 | 0.45734 | 0.48196 |  | 0.0013134 | 0.0025114 | 0.0041516 | 0.0065524 | 0.0099772 | 0.014852 | 0.020745 | 0.02847 | 0.037554 | 0.048459 | 0.063955 | 0.081839 | 0.10666 | 0.13379 | 0.16711 | 0.20175 | 0.23888 | 0.27681 | 0.31511 | 0.35156 | 0.39016 | 0.42977 | 0.46867 | 0.50803 | 0.54446 | 0.58167 | 0.61801 | 0.65307 | 0.68759 | 0.72267 | 0.75196 | 0.7819 |  | 0.0013134 | 0.0094323 | 0.013544 | 0.01924 | 0.026312 | 0.037634 | 0.05383 | 0.074097 | 0.097112 | 0.12295 | 0.15368 | 0.18594 | 0.22277 | 0.25923 | 0.29909 | 0.33871 | 0.37905 | 0.41909 | 0.45853 | 0.49616 | 0.53229 | 0.56531 | 0.5961 | 0.6256 | 0.65016 | 0.67498 | 0.69889 | 0.72237 | 0.74617 | 0.77179 | 0.79124 | 0.81392
Burnley |  | 0.0019165 | 0.0036646 | 0.006058 | 0.0095613 | 0.014559 | 0.021672 | 0.030272 | 0.041544 | 0.054799 | 0.070711 | 0.093297 | 0.11933 | 0.15548 | 0.19498 | 0.2435 | 0.29392 | 0.34798 | 0.40317 | 0.45889 | 0.51191 | 0.56802 | 0.62558 | 0.68204 | 0.73911 | 0.79187 | 0.84574 | 0.89832 | 0.949 | 0.99883 | 1.0495 | 1.0916 | 1.1347 |  | 0.0019165 | 0.0036646 | 0.0019016 | 0.0029518 | 0.0043973 | 0.0064877 | 0.0092411 | 0.013031 | 0.017533 | 0.022571 | 0.028957 | 0.035385 | 0.04375 | 0.05161 | 0.061005 | 0.070007 | 0.079285 | 0.088389 | 0.097378 | 0.10562 | 0.11471 | 0.12429 | 0.13385 | 0.14383 | 0.15186 | 0.1613 | 0.17093 | 0.17992 | 0.18885 | 0.19882 | 0.20418 | 0.21197 |  | 0.0019165 | 0.0036646 | 0.006058 | 0.0095293 | 0.014357 | 0.020987 | 0.02854 | 0.037679 | 0.047336 | 0.057654 | 0.071507 | 0.086338 | 0.10647 | 0.12672 | 0.15136 | 0.17627 | 0.20289 | 0.22996 | 0.25757 | 0.28439 | 0.31399 | 0.34583 | 0.37892 | 0.41419 | 0.44693 | 0.48252 | 0.51857 | 0.55439 | 0.59096 | 0.62984 | 0.66169 | 0.697 |  | 0.0019165 | 0.0036646 | 0.006058 | 0.0095613 | 0.014559 | 0.021672 | 0.030272 | 0.041544 | 0.054799 | 0.070711 | 0.093297 | 0.11933 | 0.15548 | 0.19498 | 0.2435 | 0.29392 | 0.34798 | 0.40317 | 0.45889 | 0.51191 | 0.56802 | 0.62558 | 0.68204 | 0.73911 | 0.79187 | 0.84574 | 0.89832 | 0.949 | 0.99883 | 1.0495 | 1.0916 | 1.1347 |  | 0.0019165 | 0.013763 | 0.019763 | 0.027991 | 0.03816 | 0.054281 | 0.07719 | 0.10583 | 0.13825 | 0.1746 | 0.21785 | 0.26319 | 0.31514 | 0.36648 | 0.42274 | 0.47859 | 0.53544 | 0.59185 | 0.64737 | 0.70028 | 0.75122 | 0.7979 | 0.84151 | 0.88341 | 0.91831 | 0.95375 | 0.98801 | 1.0217 | 1.0558 | 1.0927 | 1.1205 | 1.1531
Burnley Centre |  | 0.0013394 | 0.002561 | 0.0042337 | 0.0066821 | 0.010175 | 0.015146 | 0.021156 | 0.029034 | 0.038297 | 0.049417 | 0.066155 | 0.0866 | 0.11457 | 0.1455 | 0.18318 | 0.2228 | 0.26557 | 0.30957 | 0.35449 | 0.39791 | 0.44433 | 0.49324 | 0.54348 | 0.59624 | 0.64742 | 0.70048 | 0.75273 | 0.80521 | 0.85846 | 0.91313 | 0.96319 | 1.0146 |  | 0.0013394 | 0.002561 | 0.001329 | 0.0020629 | 0.0030731 | 0.0045341 | 0.0064583 | 0.0091072 | 0.012253 | 0.015774 | 0.020237 | 0.02473 | 0.030575 | 0.036069 | 0.042634 | 0.048925 | 0.05541 | 0.061772 | 0.068054 | 0.073817 | 0.080168 | 0.086865 | 0.093546 | 0.10052 | 0.10613 | 0.11273 | 0.11945 | 0.12574 | 0.13198 | 0.13895 | 0.14269 | 0.14814 |  | 0.0013394 | 0.002561 | 0.0042337 | 0.0066597 | 0.010034 | 0.014667 | 0.019945 | 0.026332 | 0.033082 | 0.040292 | 0.050926 | 0.06354 | 0.080314 | 0.09779 | 0.11878 | 0.14058 | 0.16417 | 0.18852 | 0.21379 | 0.23891 | 0.2668 | 0.29773 | 0.33164 | 0.36916 | 0.40635 | 0.44663 | 0.48733 | 0.52943 | 0.57341 | 0.61987 | 0.66273 | 0.70868 |  | 0.0013394 | 0.002561 | 0.0042337 | 0.0066821 | 0.010175 | 0.015146 | 0.021156 | 0.029034 | 0.038297 | 0.049417 | 0.066155 | 0.0866 | 0.11457 | 0.1455 | 0.18318 | 0.2228 | 0.26557 | 0.30957 | 0.35449 | 0.39791 | 0.44433 | 0.49324 | 0.54348 | 0.59624 | 0.64742 | 0.70048 | 0.75273 | 0.80521 | 0.85846 | 0.91313 | 0.96319 | 1.0146 |  | 0.0013394 | 0.0096189 | 0.013812 | 0.022689 | 0.035457 | 0.061921 | 0.10542 | 0.16065 | 0.22597 | 0.30097 | 0.38716 | 0.47929 | 0.57624 | 0.67309 | 0.77362 | 0.87402 | 0.9746 | 1.0735 | 1.17 | 1.2617 | 1.3424 | 1.4076 | 1.4631 | 1.5107 | 1.5468 | 1.578 | 1.6046 | 1.6318 | 1.6601 | 1.6907 | 1.7161 | 1.7454
Burnley North |  | 0.0011175 | 0.0021369 | 0.0035325 | 0.0055753 | 0.0084894 | 0.012637 | 0.017652 | 0.024225 | 0.031954 | 0.041232 | 0.054579 | 0.070179 | 0.091757 | 0.11541 | 0.1444 | 0.17462 | 0.20706 | 0.24025 | 0.27386 | 0.30595 | 0.34001 | 0.37519 | 0.41011 | 0.44579 | 0.47921 | 0.51349 | 0.54704 | 0.57976 | 0.61225 | 0.64537 | 0.67378 | 0.70285 |  | 0.0011175 | 0.0021369 | 0.0011089 | 0.0017212 | 0.0025641 | 0.0037831 | 0.0053886 | 0.0075987 | 0.010224 | 0.013162 | 0.016885 | 0.020634 | 0.025511 | 0.030095 | 0.035573 | 0.040822 | 0.046232 | 0.051541 | 0.056782 | 0.061591 | 0.066889 | 0.072477 | 0.078052 | 0.083871 | 0.088554 | 0.094054 | 0.099669 | 0.10491 | 0.11012 | 0.11594 | 0.11906 | 0.1236 |  | 0.0011175 | 0.0021369 | 0.0035325 | 0.0055566 | 0.0083718 | 0.012238 | 0.016642 | 0.021971 | 0.027603 | 0.033619 | 0.041873 | 0.050938 | 0.063178 | 0.075604 | 0.09067 | 0.10601 | 0.12246 | 0.13925 | 0.15646 | 0.17329 | 0.19188 | 0.21206 | 0.23336 | 0.25632 | 0.27807 | 0.30169 | 0.3256 | 0.34966 | 0.37441 | 0.40068 | 0.42309 | 0.44764 |  | 0.0011175 | 0.0021369 | 0.0035325 | 0.0055753 | 0.0084894 | 0.012637 | 0.017652 | 0.024225 | 0.031954 | 0.041232 | 0.054579 | 0.070179 | 0.091757 | 0.11541 | 0.1444 | 0.17462 | 0.20706 | 0.24025 | 0.27386 | 0.30595 | 0.34001 | 0.37519 | 0.41011 | 0.44579 | 0.47921 | 0.51349 | 0.54704 | 0.57976 | 0.61225 | 0.64537 | 0.67378 | 0.70285 |  | 0.0011175 | 0.0080257 | 0.011524 | 0.016902 | 0.023882 | 0.036105 | 0.054569 | 0.07781 | 0.10465 | 0.13506 | 0.1707 | 0.20838 | 0.24997 | 0.29127 | 0.33549 | 0.37951 | 0.42402 | 0.46803 | 0.5112 | 0.55229 | 0.59046 | 0.62381 | 0.65399 | 0.68191 | 0.70453 | 0.72647 | 0.74701 | 0.76738 | 0.78816 | 0.8106 | 0.82797 | 0.84823
Burrow Beck |  | 0.0018379 | 0.0035142 | 0.0058095 | 0.0091691 | 0.013962 | 0.020783 | 0.02903 | 0.03984 | 0.052551 | 0.06781 | 0.08971 | 0.11525 | 0.15059 | 0.18931 | 0.23678 | 0.28625 | 0.33934 | 0.39363 | 0.44857 | 0.50101 | 0.55663 | 0.614 | 0.67086 | 0.72882 | 0.78301 | 0.83854 | 0.89286 | 0.94573 | 0.99814 | 1.0515 | 1.0971 | 1.1437 |  | 0.0018379 | 0.0035142 | 0.0018236 | 0.0028307 | 0.0042169 | 0.0062216 | 0.0088621 | 0.012497 | 0.016814 | 0.021645 | 0.027769 | 0.033934 | 0.041955 | 0.049493 | 0.058502 | 0.067135 | 0.076033 | 0.084763 | 0.093384 | 0.10129 | 0.11001 | 0.1192 | 0.12836 | 0.13793 | 0.14564 | 0.15468 | 0.16391 | 0.17254 | 0.1811 | 0.19067 | 0.1958 | 0.20328 |  | 0.0018379 | 0.0035142 | 0.0058095 | 0.0091384 | 0.013768 | 0.020126 | 0.027369 | 0.036133 | 0.045395 | 0.055289 | 0.068814 | 0.083603 | 0.10359 | 0.12385 | 0.14842 | 0.17342 | 0.2002 | 0.22753 | 0.2555 | 0.28283 | 0.31302 | 0.34573 | 0.38018 | 0.41723 | 0.45222 | 0.49022 | 0.52868 | 0.56731 | 0.60699 | 0.64912 | 0.68482 | 0.72401 |  | 0.0018379 | 0.0035142 | 0.0058095 | 0.0091691 | 0.013962 | 0.020783 | 0.02903 | 0.03984 | 0.052551 | 0.06781 | 0.08971 | 0.11525 | 0.15059 | 0.18931 | 0.23678 | 0.28625 | 0.33934 | 0.39363 | 0.44857 | 0.50101 | 0.55663 | 0.614 | 0.67086 | 0.72882 | 0.78301 | 0.83854 | 0.89286 | 0.94573 | 0.99814 | 1.0515 | 1.0971 | 1.1437 |  | 0.0018379 | 0.013199 | 0.018952 | 0.027631 | 0.038808 | 0.058098 | 0.086995 | 0.12333 | 0.16516 | 0.21248 | 0.26801 | 0.32664 | 0.39164 | 0.45612 | 0.52535 | 0.5942 | 0.66385 | 0.73271 | 0.80025 | 0.8645 | 0.92442 | 0.97708 | 1.0249 | 1.0694 | 1.1055 | 1.1409 | 1.1741 | 1.2071 | 1.2408 | 1.2772 | 1.3053 | 1.3381
Burscough Bridge |  | 0.0021552 | 0.004121 | 0.0068126 | 0.010752 | 0.016372 | 0.024372 | 0.034042 | 0.046719 | 0.061625 | 0.079519 | 0.1052 | 0.13513 | 0.17657 | 0.22196 | 0.27761 | 0.3356 | 0.39784 | 0.46148 | 0.52588 | 0.58735 | 0.65254 | 0.71981 | 0.78648 | 0.85447 | 0.91805 | 0.98321 | 1.047 | 1.109 | 1.1706 | 1.2333 | 1.2869 | 1.3417 |  | 0.0021552 | 0.004121 | 0.0021385 | 0.0033195 | 0.004945 | 0.0072959 | 0.010392 | 0.014655 | 0.019717 | 0.025383 | 0.032564 | 0.039793 | 0.0492 | 0.058039 | 0.068604 | 0.078727 | 0.089161 | 0.099399 | 0.10951 | 0.11878 | 0.129 | 0.13978 | 0.15053 | 0.16175 | 0.17078 | 0.18139 | 0.19222 | 0.20233 | 0.21237 | 0.22359 | 0.22961 | 0.23838 |  | 0.0021552 | 0.004121 | 0.0068126 | 0.010716 | 0.016146 | 0.023601 | 0.032095 | 0.042372 | 0.053233 | 0.064836 | 0.080692 | 0.098025 | 0.12145 | 0.14519 | 0.174 | 0.20329 | 0.23467 | 0.2667 | 0.29948 | 0.3315 | 0.36687 | 0.40522 | 0.44561 | 0.48908 | 0.53014 | 0.57474 | 0.6199 | 0.66529 | 0.71192 | 0.76142 | 0.8034 | 0.84949 |  | 0.0021552 | 0.004121 | 0.0068126 | 0.010752 | 0.016372 | 0.024372 | 0.034042 | 0.046719 | 0.061625 | 0.079519 | 0.1052 | 0.13513 | 0.17657 | 0.22196 | 0.27761 | 0.3356 | 0.39784 | 0.46148 | 0.52588 | 0.58735 | 0.65254 | 0.71981 | 0.78648 | 0.85447 | 0.91805 | 0.98321 | 1.047 | 1.109 | 1.1706 | 1.2333 | 1.2869 | 1.3417 |  | 0.0021552 | 0.015478 | 0.022225 | 0.032389 | 0.045472 | 0.068124 | 0.1021 | 0.14482 | 0.19401 | 0.24966 | 0.31496 | 0.38391 | 0.46033 | 0.53613 | 0.6175 | 0.69841 | 0.78027 | 0.8612 | 0.94059 | 1.0161 | 1.0865 | 1.1483 | 1.2044 | 1.2566 | 1.299 | 1.3404 | 1.3794 | 1.418 | 1.4575 | 1.5001 | 1.533 | 1.5715
Bury Town Centre |  | 0.0012845 | 0.0024561 | 0.0040603 | 0.0064083 | 0.0097577 | 0.014525 | 0.020289 | 0.027844 | 0.036728 | 0.047393 | 0.063222 | 0.082306 | 0.1085 | 0.13739 | 0.17264 | 0.20962 | 0.24947 | 0.29039 | 0.33208 | 0.37223 | 0.41506 | 0.45994 | 0.50563 | 0.55325 | 0.59903 | 0.64637 | 0.69292 | 0.73932 | 0.78617 | 0.83417 | 0.87745 | 0.92183 |  | 0.0012845 | 0.0024561 | 0.0012745 | 0.0019784 | 0.0029472 | 0.0043483 | 0.0061937 | 0.008734 | 0.011751 | 0.015128 | 0.019408 | 0.023716 | 0.029323 | 0.034591 | 0.040887 | 0.046921 | 0.053139 | 0.059241 | 0.065266 | 0.070793 | 0.076883 | 0.083306 | 0.089713 | 0.096402 | 0.10178 | 0.10811 | 0.11456 | 0.12059 | 0.12657 | 0.13326 | 0.13685 | 0.14207 |  | 0.0012845 | 0.0024561 | 0.0040603 | 0.0063868 | 0.0096226 | 0.014066 | 0.019128 | 0.025253 | 0.031726 | 0.038641 | 0.048618 | 0.060191 | 0.075647 | 0.091633 | 0.11089 | 0.13077 | 0.15222 | 0.17431 | 0.19714 | 0.21974 | 0.2448 | 0.27245 | 0.30247 | 0.33548 | 0.36784 | 0.40293 | 0.43839 | 0.47485 | 0.51279 | 0.55293 | 0.58931 | 0.62849 |  | 0.0012845 | 0.0024561 | 0.0040603 | 0.0064083 | 0.0097577 | 0.014525 | 0.020289 | 0.027844 | 0.036728 | 0.047393 | 0.063222 | 0.082306 | 0.1085 | 0.13739 | 0.17264 | 0.20962 | 0.24947 | 0.29039 | 0.33208 | 0.37223 | 0.41506 | 0.45994 | 0.50563 | 0.55325 | 0.59903 | 0.64637 | 0.69292 | 0.73932 | 0.78617 | 0.83417 | 0.87745 | 0.92183 |  | 0.0012845 | 0.0092248 | 0.013246 | 0.02103 | 0.031956 | 0.05385 | 0.08928 | 0.13418 | 0.18705 | 0.24758 | 0.31736 | 0.39178 | 0.47073 | 0.54948 | 0.63166 | 0.71364 | 0.79588 | 0.87679 | 0.95579 | 1.0308 | 1.0974 | 1.152 | 1.199 | 1.24 | 1.2715 | 1.2995 | 1.324 | 1.3489 | 1.3747 | 1.4027 | 1.4254 | 1.4519
Campbell St |  | 0.0014646 | 0.0028005 | 0.0046296 | 0.0073069 | 0.011126 | 0.016562 | 0.023134 | 0.031749 | 0.041878 | 0.054038 | 0.071511 | 0.09191 | 0.12013 | 0.15107 | 0.18898 | 0.22849 | 0.27091 | 0.31429 | 0.35819 | 0.40011 | 0.44459 | 0.4905 | 0.53605 | 0.58255 | 0.62607 | 0.6707 | 0.71436 | 0.75692 | 0.79914 | 0.84216 | 0.87899 | 0.91667 |  | 0.0014646 | 0.0028005 | 0.0014533 | 0.0022558 | 0.0033605 | 0.004958 | 0.0070622 | 0.0099587 | 0.013399 | 0.017249 | 0.022129 | 0.027042 | 0.033434 | 0.039441 | 0.046621 | 0.0535 | 0.060591 | 0.067548 | 0.074418 | 0.080719 | 0.087664 | 0.094987 | 0.10229 | 0.10992 | 0.11606 | 0.12327 | 0.13062 | 0.1375 | 0.14432 | 0.15194 | 0.15603 | 0.16199 |  | 0.0014646 | 0.0028005 | 0.0046296 | 0.0072824 | 0.010972 | 0.016038 | 0.02181 | 0.028795 | 0.036175 | 0.04406 | 0.054859 | 0.066694 | 0.08268 | 0.098897 | 0.11856 | 0.13858 | 0.16002 | 0.18192 | 0.20434 | 0.22625 | 0.25045 | 0.27672 | 0.30441 | 0.33424 | 0.36247 | 0.39312 | 0.42415 | 0.45535 | 0.48743 | 0.52148 | 0.55044 | 0.58219 |  | 0.0014646 | 0.0028005 | 0.0046296 | 0.0073069 | 0.011126 | 0.016562 | 0.023134 | 0.031749 | 0.041878 | 0.054038 | 0.071511 | 0.09191 | 0.12013 | 0.15107 | 0.18898 | 0.22849 | 0.27091 | 0.31429 | 0.35819 | 0.40011 | 0.44459 | 0.4905 | 0.53605 | 0.58255 | 0.62607 | 0.6707 | 0.71436 | 0.75692 | 0.79914 | 0.84216 | 0.87899 | 0.91667 |  | 0.0014646 | 0.010518 | 0.015103 | 0.022087 | 0.031118 | 0.046873 | 0.070609 | 0.10046 | 0.13487 | 0.1738 | 0.21941 | 0.26757 | 0.32078 | 0.37353 | 0.43003 | 0.48619 | 0.54294 | 0.59898 | 0.65389 | 0.70607 | 0.7545 | 0.79678 | 0.835 | 0.87039 | 0.89898 | 0.9268 | 0.95294 | 0.97891 | 1.0055 | 1.0343 | 1.0565 | 1.0826
Cannon St |  | 0.00019504 | 0.00037294 | 0.00061651 | 0.00097304 | 0.0014816 | 0.0022055 | 0.0030807 | 0.0042279 | 0.0055768 | 0.0071961 | 0.010487 | 0.015479 | 0.021978 | 0.029458 | 0.038329 | 0.048029 | 0.058725 | 0.06999 | 0.081891 | 0.093924 | 0.10713 | 0.122 | 0.13892 | 0.15804 | 0.1782 | 0.19958 | 0.22092 | 0.24364 | 0.26767 | 0.29267 | 0.31813 | 0.34436 |  | 0.00019504 | 0.00037294 | 0.00019353 | 0.0003004 | 0.00044751 | 0.00066025 | 0.00094046 | 0.0013262 | 0.0017843 | 0.0022971 | 0.0029469 | 0.0036011 | 0.0044524 | 0.0052523 | 0.0062084 | 0.0071245 | 0.0080687 | 0.0089952 | 0.00991 | 0.010749 | 0.011674 | 0.012649 | 0.013622 | 0.014638 | 0.015455 | 0.016415 | 0.017395 | 0.01831 | 0.019219 | 0.020234 | 0.020779 | 0.021572 |  | 0.00019504 | 0.00037294 | 0.00061651 | 0.00096978 | 0.0014611 | 0.0021358 | 0.0029044 | 0.0038345 | 0.0048174 | 0.0058673 | 0.0082695 | 0.012121 | 0.01699 | 0.022511 | 0.028952 | 0.036055 | 0.043959 | 0.052363 | 0.061402 | 0.070771 | 0.081277 | 0.093529 | 0.10807 | 0.12497 | 0.14309 | 0.16262 | 0.18227 | 0.20349 | 0.22617 | 0.24996 | 0.27438 | 0.29982 |  | 0.00019504 | 0.00037294 | 0.00061651 | 0.00097304 | 0.0014816 | 0.0022055 | 0.0030807 | 0.0042279 | 0.0055768 | 0.0071961 | 0.010487 | 0.015479 | 0.021978 | 0.029458 | 0.038329 | 0.048029 | 0.058725 | 0.06999 | 0.081891 | 0.093924 | 0.10713 | 0.122 | 0.13892 | 0.15804 | 0.1782 | 0.19958 | 0.22092 | 0.24364 | 0.26767 | 0.29267 | 0.31813 | 0.34436 |  | 0.00019504 | 0.0014007 | 0.0020112 | 0.0061057 | 0.013039 | 0.030398 | 0.061111 | 0.10039 | 0.14773 | 0.20262 | 0.26475 | 0.3317 | 0.39949 | 0.46753 | 0.5363 | 0.60517 | 0.67357 | 0.74047 | 0.80543 | 0.86692 | 0.91831 | 0.95632 | 0.9863 | 1.0091 | 1.0244 | 1.0343 | 1.0402 | 1.0472 | 1.0549 | 1.0635 | 1.0722 | 1.082
Capontree |  | 0.0015916 | 0.0030432 | 0.0050308 | 0.0079401 | 0.01209 | 0.017998 | 0.025139 | 0.0345 | 0.045508 | 0.058721 | 0.077809 | 0.10021 | 0.13116 | 0.16512 | 0.20672 | 0.25011 | 0.29673 | 0.34444 | 0.39278 | 0.439 | 0.48809 | 0.53888 | 0.58947 | 0.6413 | 0.69003 | 0.74006 | 0.78904 | 0.83697 | 0.88466 | 0.9333 | 0.97533 | 1.0184 |  | 0.0015916 | 0.0030432 | 0.0015792 | 0.0024513 | 0.0036517 | 0.0053877 | 0.0076743 | 0.010822 | 0.01456 | 0.018744 | 0.024047 | 0.029386 | 0.036332 | 0.042859 | 0.050661 | 0.058137 | 0.065842 | 0.073402 | 0.080867 | 0.087715 | 0.095261 | 0.10322 | 0.11116 | 0.11945 | 0.12612 | 0.13395 | 0.14194 | 0.14942 | 0.15683 | 0.16511 | 0.16956 | 0.17603 |  | 0.0015916 | 0.0030432 | 0.0050308 | 0.0079135 | 0.011923 | 0.017428 | 0.023701 | 0.03129 | 0.03931 | 0.047878 | 0.059713 | 0.072809 | 0.090464 | 0.10843 | 0.1302 | 0.15241 | 0.17624 | 0.2006 | 0.22559 | 0.25007 | 0.27713 | 0.30656 | 0.33775 | 0.37147 | 0.40358 | 0.43842 | 0.47368 | 0.50927 | 0.54594 | 0.58483 | 0.61831 | 0.65489 |  | 0.0015916 | 0.0030432 | 0.0050308 | 0.0079401 | 0.01209 | 0.017998 | 0.025139 | 0.0345 | 0.045508 | 0.058721 | 0.077809 | 0.10021 | 0.13116 | 0.16512 | 0.20672 | 0.25011 | 0.29673 | 0.34444 | 0.39278 | 0.439 | 0.48809 | 0.53888 | 0.58947 | 0.6413 | 0.69003 | 0.74006 | 0.78904 | 0.83697 | 0.88466 | 0.9333 | 0.97533 | 1.0184 |  | 0.0015916 | 0.01143 | 0.016412 | 0.024329 | 0.034735 | 0.053377 | 0.081895 | 0.11783 | 0.15945 | 0.2067 | 0.26183 | 0.32019 | 0.38405 | 0.44747 | 0.51499 | 0.58218 | 0.64996 | 0.71685 | 0.78233 | 0.84454 | 0.90175 | 0.95107 | 0.99524 | 1.0356 | 1.068 | 1.099 | 1.1278 | 1.1565 | 1.186 | 1.2179 | 1.2427 | 1.2717
Carleton |  | 0.00031615 | 0.00060451 | 0.00099933 | 0.0015772 | 0.0024016 | 0.003575 | 0.0049936 | 0.0068531 | 0.0090397 | 0.011664 | 0.015583 | 0.020334 | 0.026845 | 0.034035 | 0.042803 | 0.052009 | 0.061935 | 0.072137 | 0.082538 | 0.092571 | 0.10328 | 0.11452 | 0.126 | 0.138 | 0.14957 | 0.16154 | 0.17331 | 0.18508 | 0.19697 | 0.20916 | 0.22021 | 0.23154 |  | 0.00031615 | 0.00060451 | 0.00031369 | 0.00048693 | 0.00072537 | 0.0010702 | 0.0015244 | 0.0021496 | 0.0028922 | 0.0037234 | 0.0047767 | 0.0058371 | 0.007217 | 0.0085136 | 0.010063 | 0.011548 | 0.013079 | 0.014581 | 0.016063 | 0.017424 | 0.018923 | 0.020503 | 0.022081 | 0.023727 | 0.025052 | 0.026608 | 0.028196 | 0.02968 | 0.031153 | 0.032798 | 0.033681 | 0.034967 |  | 0.00031615 | 0.00060451 | 0.00099933 | 0.0015719 | 0.0023684 | 0.003462 | 0.0047079 | 0.0062155 | 0.0078086 | 0.0095106 | 0.011989 | 0.014891 | 0.01876 | 0.022774 | 0.027603 | 0.032601 | 0.038001 | 0.043565 | 0.049327 | 0.05504 | 0.061375 | 0.068376 | 0.076002 | 0.084403 | 0.092672 | 0.10163 | 0.11067 | 0.11998 | 0.12968 | 0.13994 | 0.14929 | 0.15934 |  | 0.00031615 | 0.00060451 | 0.00099933 | 0.0015772 | 0.0024016 | 0.003575 | 0.0049936 | 0.0068531 | 0.0090397 | 0.011664 | 0.015583 | 0.020334 | 0.026845 | 0.034035 | 0.042803 | 0.052009 | 0.061935 | 0.072137 | 0.082538 | 0.092571 | 0.10328 | 0.11452 | 0.126 | 0.138 | 0.14957 | 0.16154 | 0.17331 | 0.18508 | 0.19697 | 0.20916 | 0.22021 | 0.23154 |  | 0.00031615 | 0.0022704 | 0.0032601 | 0.0052511 | 0.0080755 | 0.013793 | 0.023094 | 0.034888 | 0.048795 | 0.064727 | 0.08306 | 0.10261 | 0.12327 | 0.14388 | 0.16532 | 0.1867 | 0.20813 | 0.22918 | 0.2497 | 0.26916 | 0.28635 | 0.30031 | 0.31226 | 0.32257 | 0.33042 | 0.3373 | 0.34327 | 0.34936 | 0.3557 | 0.3626 | 0.36824 | 0.37482
Carlisle North |  | 0.00087661 | 0.0016762 | 0.0027709 | 0.0043733 | 0.0066591 | 0.0099128 | 0.013846 | 0.019002 | 0.025065 | 0.032343 | 0.043136 | 0.056137 | 0.073982 | 0.093663 | 0.11768 | 0.14287 | 0.17001 | 0.19788 | 0.22626 | 0.25359 | 0.28274 | 0.31328 | 0.34437 | 0.37676 | 0.40789 | 0.44008 | 0.47174 | 0.50329 | 0.53514 | 0.56777 | 0.59717 | 0.62732 |  | 0.00087661 | 0.0016762 | 0.0008698 | 0.0013502 | 0.0020113 | 0.0029675 | 0.0042269 | 0.0059605 | 0.0080194 | 0.010324 | 0.013245 | 0.016185 | 0.020011 | 0.023606 | 0.027903 | 0.032021 | 0.036265 | 0.040429 | 0.04454 | 0.048312 | 0.052468 | 0.056852 | 0.061224 | 0.065789 | 0.069462 | 0.073777 | 0.078181 | 0.082296 | 0.086379 | 0.090941 | 0.09339 | 0.096956 |  | 0.00087661 | 0.0016762 | 0.0027709 | 0.0043587 | 0.0065669 | 0.0095993 | 0.013054 | 0.017234 | 0.021652 | 0.026371 | 0.033169 | 0.041044 | 0.051565 | 0.062439 | 0.075538 | 0.089059 | 0.10365 | 0.11866 | 0.13418 | 0.14953 | 0.16655 | 0.18533 | 0.20572 | 0.22814 | 0.25012 | 0.27394 | 0.29804 | 0.3228 | 0.34857 | 0.37584 | 0.40053 | 0.42713 |  | 0.00087661 | 0.0016762 | 0.0027709 | 0.0043733 | 0.0066591 | 0.0099128 | 0.013846 | 0.019002 | 0.025065 | 0.032343 | 0.043136 | 0.056137 | 0.073982 | 0.093663 | 0.11768 | 0.14287 | 0.17001 | 0.19788 | 0.22626 | 0.25359 | 0.28274 | 0.31328 | 0.34437 | 0.37676 | 0.40789 | 0.44008 | 0.47174 | 0.50329 | 0.53514 | 0.56777 | 0.59717 | 0.62732 |  | 0.00087661 | 0.0062954 | 0.0090395 | 0.01432 | 0.021716 | 0.036556 | 0.060569 | 0.090991 | 0.12679 | 0.16775 | 0.21496 | 0.26529 | 0.31867 | 0.37188 | 0.42739 | 0.48274 | 0.53823 | 0.59279 | 0.64603 | 0.69654 | 0.74135 | 0.77798 | 0.80951 | 0.83693 | 0.85797 | 0.87665 | 0.89302 | 0.90968 | 0.92696 | 0.9458 | 0.96107 | 0.97889
Carr St |  | 0.002614 | 0.0049983 | 0.0082628 | 0.013041 | 0.019857 | 0.02956 | 0.041289 | 0.056664 | 0.074743 | 0.096446 | 0.1272 | 0.16257 | 0.21171 | 0.2654 | 0.33134 | 0.39986 | 0.47329 | 0.54824 | 0.62389 | 0.69582 | 0.77192 | 0.84991 | 0.92627 | 1.0033 | 1.0744 | 1.147 | 1.2178 | 1.2859 | 1.3527 | 1.4206 | 1.4769 | 1.5343 |  | 0.002614 | 0.0049983 | 0.0025937 | 0.0040261 | 0.0059977 | 0.008849 | 0.012604 | 0.017774 | 0.023914 | 0.030786 | 0.039496 | 0.048264 | 0.059673 | 0.070394 | 0.083207 | 0.095485 | 0.10814 | 0.12056 | 0.13282 | 0.14407 | 0.15646 | 0.16953 | 0.18257 | 0.19618 | 0.20713 | 0.22 | 0.23313 | 0.2454 | 0.25758 | 0.27118 | 0.27849 | 0.28912 |  | 0.002614 | 0.0049983 | 0.0082628 | 0.012997 | 0.019582 | 0.028625 | 0.038926 | 0.051392 | 0.064565 | 0.078637 | 0.097475 | 0.11757 | 0.14486 | 0.17229 | 0.20566 | 0.23938 | 0.27539 | 0.312 | 0.34929 | 0.3855 | 0.42544 | 0.46836 | 0.51284 | 0.56017 | 0.60397 | 0.65158 | 0.69982 | 0.74766 | 0.79642 | 0.8483 | 0.89049 | 0.93737 |  | 0.002614 | 0.0049983 | 0.0082628 | 0.013041 | 0.019857 | 0.02956 | 0.041289 | 0.056664 | 0.074743 | 0.096446 | 0.1272 | 0.16257 | 0.21171 | 0.2654 | 0.33134 | 0.39986 | 0.47329 | 0.54824 | 0.62389 | 0.69582 | 0.77192 | 0.84991 | 0.92627 | 1.0033 | 1.0744 | 1.147 | 1.2178 | 1.2859 | 1.3527 | 1.4206 | 1.4769 | 1.5343 |  | 0.002614 | 0.018773 | 0.026956 | 0.037992 | 0.051523 | 0.072593 | 0.10217 | 0.1391 | 0.18076 | 0.22733 | 0.28297 | 0.34117 | 0.4084 | 0.47479 | 0.54788 | 0.62042 | 0.69436 | 0.76779 | 0.84013 | 0.9091 | 0.97597 | 1.0378 | 1.0959 | 1.1521 | 1.1991 | 1.2472 | 1.2939 | 1.3397 | 1.3861 | 1.4361 | 1.4738 | 1.518
Castleton |  | 0.0018768 | 0.0035887 | 0.0059325 | 0.0093633 | 0.014257 | 0.021223 | 0.029645 | 0.040684 | 0.053664 | 0.069246 | 0.091411 | 0.11702 | 0.15254 | 0.19139 | 0.23908 | 0.28867 | 0.34185 | 0.39616 | 0.45102 | 0.50324 | 0.55854 | 0.61532 | 0.67113 | 0.72765 | 0.78 | 0.8335 | 0.88574 | 0.93619 | 0.98588 | 1.0364 | 1.0787 | 1.1219 |  | 0.0018768 | 0.0035887 | 0.0018623 | 0.0028907 | 0.0043062 | 0.0063534 | 0.0090498 | 0.012761 | 0.01717 | 0.022104 | 0.028357 | 0.034652 | 0.042844 | 0.050541 | 0.059741 | 0.068557 | 0.077643 | 0.086559 | 0.095361 | 0.10344 | 0.11234 | 0.12172 | 0.13108 | 0.14085 | 0.14872 | 0.15796 | 0.16739 | 0.1762 | 0.18494 | 0.1947 | 0.19995 | 0.20758 |  | 0.0018768 | 0.0035887 | 0.0059325 | 0.0093319 | 0.01406 | 0.020552 | 0.027949 | 0.036898 | 0.046356 | 0.05646 | 0.070072 | 0.084704 | 0.10455 | 0.12454 | 0.14885 | 0.17346 | 0.19976 | 0.22654 | 0.25386 | 0.28044 | 0.30977 | 0.34137 | 0.3743 | 0.40945 | 0.44221 | 0.4778 | 0.51385 | 0.54976 | 0.58645 | 0.62546 | 0.65764 | 0.69325 |  | 0.0018768 | 0.0035887 | 0.0059325 | 0.0093633 | 0.014257 | 0.021223 | 0.029645 | 0.040684 | 0.053664 | 0.069246 | 0.091411 | 0.11702 | 0.15254 | 0.19139 | 0.23908 | 0.28867 | 0.34185 | 0.39616 | 0.45102 | 0.50324 | 0.55854 | 0.61532 | 0.67113 | 0.72765 | 0.78 | 0.8335 | 0.88574 | 0.93619 | 0.98588 | 1.0364 | 1.0787 | 1.1219 |  | 0.0018768 | 0.013479 | 0.019354 | 0.027562 | 0.037792 | 0.054307 | 0.078057 | 0.10779 | 0.14159 | 0.17956 | 0.22462 | 0.27194 | 0.32575 | 0.379 | 0.43708 | 0.49477 | 0.55344 | 0.6116 | 0.66883 | 0.72337 | 0.77552 | 0.82291 | 0.86694 | 0.90897 | 0.94383 | 0.97895 | 1.0127 | 1.046 | 1.0797 | 1.1161 | 1.1437 | 1.176
Catterall Waterworks |  | 0.00046378 | 0.0008868 | 0.001466 | 0.0023138 | 0.0035231 | 0.0052445 | 0.0073255 | 0.010053 | 0.013261 | 0.017112 | 0.022654 | 0.029137 | 0.038102 | 0.04793 | 0.059974 | 0.072531 | 0.086014 | 0.099807 | 0.11377 | 0.12711 | 0.14127 | 0.1559 | 0.17044 | 0.1853 | 0.19923 | 0.21352 | 0.22751 | 0.24116 | 0.25472 | 0.26855 | 0.28043 | 0.29259 |  | 0.00046378 | 0.0008868 | 0.00046018 | 0.00071432 | 0.0010641 | 0.00157 | 0.0022363 | 0.0031535 | 0.0042428 | 0.0054621 | 0.0070074 | 0.008563 | 0.010587 | 0.012489 | 0.014763 | 0.016941 | 0.019186 | 0.02139 | 0.023565 | 0.02556 | 0.027759 | 0.030078 | 0.032392 | 0.034807 | 0.03675 | 0.039033 | 0.041363 | 0.04354 | 0.0457 | 0.048114 | 0.049409 | 0.051296 |  | 0.00046378 | 0.0008868 | 0.001466 | 0.002306 | 0.0034743 | 0.0050787 | 0.0069064 | 0.009118 | 0.011455 | 0.013952 | 0.017381 | 0.021152 | 0.026241 | 0.031411 | 0.037677 | 0.04406 | 0.050903 | 0.057892 | 0.065053 | 0.072058 | 0.079799 | 0.088206 | 0.097088 | 0.10667 | 0.11575 | 0.12562 | 0.13561 | 0.14567 | 0.15602 | 0.16701 | 0.17639 | 0.18667 |  | 0.00046378 | 0.0008868 | 0.001466 | 0.0023138 | 0.0035231 | 0.0052445 | 0.0073255 | 0.010053 | 0.013261 | 0.017112 | 0.022654 | 0.029137 | 0.038102 | 0.04793 | 0.059974 | 0.072531 | 0.086014 | 0.099807 | 0.11377 | 0.12711 | 0.14127 | 0.1559 | 0.17044 | 0.1853 | 0.19923 | 0.21352 | 0.22751 | 0.24116 | 0.25472 | 0.26855 | 0.28043 | 0.29259 |  | 0.00046378 | 0.0033307 | 0.0047825 | 0.0070261 | 0.0099438 | 0.015086 | 0.02288 | 0.03269 | 0.044022 | 0.056863 | 0.07189 | 0.087778 | 0.10527 | 0.12264 | 0.1412 | 0.15967 | 0.17832 | 0.19675 | 0.21481 | 0.23198 | 0.24788 | 0.26171 | 0.27419 | 0.2857 | 0.29498 | 0.30397 | 0.31237 | 0.32073 | 0.32927 | 0.33851 | 0.34567 | 0.35405
Cecil St |  | 0.0010389 | 0.0019865 | 0.003284 | 0.0051831 | 0.0078921 | 0.011748 | 0.01641 | 0.022521 | 0.029706 | 0.038332 | 0.051403 | 0.067469 | 0.089413 | 0.11371 | 0.14329 | 0.17443 | 0.20806 | 0.24269 | 0.27808 | 0.31235 | 0.34901 | 0.38771 | 0.42762 | 0.46963 | 0.51053 | 0.55296 | 0.59475 | 0.63682 | 0.67959 | 0.72351 | 0.76394 | 0.80543 |  | 0.0010389 | 0.0019865 | 0.0010309 | 0.0016002 | 0.0023837 | 0.003517 | 0.0050095 | 0.0070642 | 0.0095043 | 0.012236 | 0.015697 | 0.019182 | 0.023716 | 0.027977 | 0.03307 | 0.03795 | 0.04298 | 0.047915 | 0.052788 | 0.057258 | 0.062184 | 0.067378 | 0.072561 | 0.077971 | 0.082324 | 0.087438 | 0.092657 | 0.097534 | 0.10237 | 0.10778 | 0.11068 | 0.11491 |  | 0.0010389 | 0.0019865 | 0.003284 | 0.0051657 | 0.0077829 | 0.011377 | 0.015471 | 0.020425 | 0.025661 | 0.031254 | 0.03959 | 0.049582 | 0.062845 | 0.076707 | 0.09334 | 0.11065 | 0.12941 | 0.14879 | 0.16895 | 0.18902 | 0.2113 | 0.23607 | 0.2633 | 0.2935 | 0.32355 | 0.35606 | 0.38889 | 0.42291 | 0.45848 | 0.49604 | 0.53089 | 0.56817 |  | 0.0010389 | 0.0019865 | 0.003284 | 0.0051831 | 0.0078921 | 0.011748 | 0.01641 | 0.022521 | 0.029706 | 0.038332 | 0.051403 | 0.067469 | 0.089413 | 0.11371 | 0.14329 | 0.17443 | 0.20806 | 0.24269 | 0.27808 | 0.31235 | 0.34901 | 0.38771 | 0.42762 | 0.46963 | 0.51053 | 0.55296 | 0.59475 | 0.63682 | 0.67959 | 0.72351 | 0.76394 | 0.80543 |  | 0.0010389 | 0.0074611 | 0.010713 | 0.017888 | 0.028316 | 0.050136 | 0.086167 | 0.13194 | 0.18615 | 0.24842 | 0.31987 | 0.39625 | 0.47636 | 0.55637 | 0.63923 | 0.72196 | 0.80475 | 0.88608 | 0.96536 | 1.0405 | 1.1064 | 1.1592 | 1.2039 | 1.2418 | 1.2704 | 1.2946 | 1.3151 | 1.3361 | 1.3581 | 1.3819 | 1.4018 | 1.4248
Central Manchester |  | 0.00053104 | 0.0010154 | 0.0016786 | 0.0026493 | 0.0040341 | 0.0060051 | 0.0083879 | 0.011511 | 0.015184 | 0.019593 | 0.026463 | 0.035119 | 0.04687 | 0.059948 | 0.075812 | 0.092598 | 0.11078 | 0.12955 | 0.14883 | 0.16761 | 0.18779 | 0.20931 | 0.23189 | 0.25599 | 0.27981 | 0.30466 | 0.32922 | 0.35425 | 0.37993 | 0.4064 | 0.43136 | 0.45701 |  | 0.00053104 | 0.0010154 | 0.00052692 | 0.00081792 | 0.0012184 | 0.0017977 | 0.0025606 | 0.0036108 | 0.0048581 | 0.0062543 | 0.0080237 | 0.0098049 | 0.012123 | 0.014301 | 0.016904 | 0.019398 | 0.021969 | 0.024492 | 0.026982 | 0.029267 | 0.031785 | 0.03444 | 0.03709 | 0.039855 | 0.04208 | 0.044694 | 0.047362 | 0.049854 | 0.052328 | 0.055092 | 0.056575 | 0.058735 |  | 0.00053104 | 0.0010154 | 0.0016786 | 0.0026405 | 0.0039782 | 0.0058152 | 0.007908 | 0.01044 | 0.013116 | 0.015975 | 0.020425 | 0.025976 | 0.03329 | 0.041032 | 0.050281 | 0.059998 | 0.070574 | 0.081557 | 0.093045 | 0.10457 | 0.1174 | 0.1318 | 0.1479 | 0.16595 | 0.18423 | 0.20401 | 0.22399 | 0.24491 | 0.26691 | 0.29012 | 0.31223 | 0.33574 |  | 0.00053104 | 0.0010154 | 0.0016786 | 0.0026493 | 0.0040341 | 0.0060051 | 0.0083879 | 0.011511 | 0.015184 | 0.019593 | 0.026463 | 0.035119 | 0.04687 | 0.059948 | 0.075812 | 0.092598 | 0.11078 | 0.12955 | 0.14883 | 0.16761 | 0.18779 | 0.20931 | 0.23189 | 0.25599 | 0.27981 | 0.30466 | 0.32922 | 0.35425 | 0.37993 | 0.4064 | 0.43136 | 0.45701 |  | 0.00053104 | 0.0038137 | 0.0054761 | 0.0097613 | 0.016211 | 0.030445 | 0.054466 | 0.085051 | 0.12148 | 0.16347 | 0.21147 | 0.26297 | 0.31643 | 0.36997 | 0.42504 | 0.48013 | 0.53519 | 0.58927 | 0.64201 | 0.69209 | 0.73548 | 0.76964 | 0.79816 | 0.82185 | 0.83941 | 0.85367 | 0.86518 | 0.87717 | 0.88972 | 0.90333 | 0.91506 | 0.92851
Chadderton |  | 0.0012371 | 0.0023655 | 0.0039105 | 0.0061719 | 0.0093978 | 0.01399 | 0.019541 | 0.026817 | 0.035373 | 0.045644 | 0.060475 | 0.077874 | 0.10192 | 0.12829 | 0.1606 | 0.1943 | 0.23051 | 0.26755 | 0.30509 | 0.34098 | 0.37909 | 0.41853 | 0.45783 | 0.49809 | 0.53596 | 0.57484 | 0.61293 | 0.6502 | 0.6873 | 0.72515 | 0.75787 | 0.79136 |  | 0.0012371 | 0.0023655 | 0.0012275 | 0.0019054 | 0.0028385 | 0.0041879 | 0.0059652 | 0.0084118 | 0.011318 | 0.01457 | 0.018692 | 0.022841 | 0.028241 | 0.033315 | 0.039379 | 0.04519 | 0.051179 | 0.057056 | 0.062858 | 0.068181 | 0.074047 | 0.080233 | 0.086404 | 0.092846 | 0.09803 | 0.10412 | 0.11033 | 0.11614 | 0.1219 | 0.12834 | 0.1318 | 0.13683 |  | 0.0012371 | 0.0023655 | 0.0039105 | 0.0061512 | 0.0092677 | 0.013547 | 0.018423 | 0.024322 | 0.030556 | 0.037216 | 0.046409 | 0.056575 | 0.07028 | 0.084228 | 0.10112 | 0.11836 | 0.13685 | 0.15575 | 0.17513 | 0.19412 | 0.21511 | 0.23795 | 0.26217 | 0.28835 | 0.3133 | 0.34038 | 0.36779 | 0.39548 | 0.42401 | 0.45428 | 0.48035 | 0.50884 |  | 0.0012371 | 0.0023655 | 0.0039105 | 0.0061719 | 0.0093978 | 0.01399 | 0.019541 | 0.026817 | 0.035373 | 0.045644 | 0.060475 | 0.077874 | 0.10192 | 0.12829 | 0.1606 | 0.1943 | 0.23051 | 0.26755 | 0.30509 | 0.34098 | 0.37909 | 0.41853 | 0.45783 | 0.49809 | 0.53596 | 0.57484 | 0.61293 | 0.6502 | 0.6873 | 0.72515 | 0.75787 | 0.79136 |  | 0.0012371 | 0.0088845 | 0.012757 | 0.018891 | 0.026944 | 0.04142 | 0.063594 | 0.091528 | 0.12389 | 0.16061 | 0.20347 | 0.24884 | 0.29847 | 0.34776 | 0.40024 | 0.45245 | 0.50512 | 0.55709 | 0.60798 | 0.65633 | 0.70077 | 0.73904 | 0.77332 | 0.80468 | 0.82979 | 0.85383 | 0.87617 | 0.89843 | 0.92125 | 0.946 | 0.96526 | 0.98781
Chamberhall |  | 0.0020195 | 0.0038615 | 0.0063836 | 0.010075 | 0.015341 | 0.022837 | 0.031899 | 0.043777 | 0.057745 | 0.074511 | 0.098927 | 0.12782 | 0.16765 | 0.21143 | 0.26499 | 0.32096 | 0.38113 | 0.44279 | 0.50537 | 0.56534 | 0.62911 | 0.69537 | 0.76184 | 0.83032 | 0.89519 | 0.96195 | 1.0274 | 1.0919 | 1.1564 | 1.2222 | 1.28 | 1.3392 |  | 0.0020195 | 0.0038615 | 0.0020038 | 0.0031105 | 0.0046336 | 0.0068365 | 0.0097378 | 0.013732 | 0.018475 | 0.023785 | 0.030513 | 0.037287 | 0.046102 | 0.054384 | 0.064284 | 0.073769 | 0.083546 | 0.09314 | 0.10261 | 0.1113 | 0.12088 | 0.13097 | 0.14105 | 0.15156 | 0.16003 | 0.16997 | 0.18011 | 0.18959 | 0.199 | 0.20951 | 0.21515 | 0.22337 |  | 0.0020195 | 0.0038615 | 0.0063836 | 0.010041 | 0.015129 | 0.022115 | 0.030074 | 0.039704 | 0.049881 | 0.060753 | 0.075966 | 0.093047 | 0.11601 | 0.1395 | 0.16789 | 0.19698 | 0.22825 | 0.26028 | 0.29322 | 0.3256 | 0.36142 | 0.40059 | 0.44243 | 0.48794 | 0.53171 | 0.5792 | 0.62725 | 0.67607 | 0.72656 | 0.78005 | 0.82698 | 0.87799 |  | 0.0020195 | 0.0038615 | 0.0063836 | 0.010075 | 0.015341 | 0.022837 | 0.031899 | 0.043777 | 0.057745 | 0.074511 | 0.098927 | 0.12782 | 0.16765 | 0.21143 | 0.26499 | 0.32096 | 0.38113 | 0.44279 | 0.50537 | 0.56534 | 0.62911 | 0.69537 | 0.76184 | 0.83032 | 0.89519 | 0.96195 | 1.0274 | 1.0919 | 1.1564 | 1.2222 | 1.28 | 1.3392 |  | 0.0020195 | 0.014503 | 0.020825 | 0.031516 | 0.045888 | 0.072756 | 0.11478 | 0.16786 | 0.22976 | 0.30026 | 0.38213 | 0.46907 | 0.56305 | 0.65654 | 0.75531 | 0.85369 | 0.95273 | 1.0504 | 1.1459 | 1.2366 | 1.3189 | 1.3886 | 1.4501 | 1.5054 | 1.5492 | 1.59 | 1.6273 | 1.6646 | 1.703 | 1.7446 | 1.7774 | 1.8157
Chapel Wharf |  | 0.00056525 | 0.0010808 | 0.0017867 | 0.00282 | 0.0042939 | 0.0063919 | 0.0089282 | 0.012253 | 0.016162 | 0.020855 | 0.027664 | 0.035692 | 0.046771 | 0.058937 | 0.07383 | 0.089383 | 0.1061 | 0.12322 | 0.14058 | 0.15721 | 0.17488 | 0.19321 | 0.21154 | 0.23039 | 0.2482 | 0.26651 | 0.28446 | 0.3021 | 0.31971 | 0.33769 | 0.35338 | 0.36945 |  | 0.00056525 | 0.0010808 | 0.00056086 | 0.0008706 | 0.0012969 | 0.0019135 | 0.0027255 | 0.0038434 | 0.005171 | 0.0066571 | 0.0085404 | 0.010436 | 0.012903 | 0.015222 | 0.017992 | 0.020648 | 0.023384 | 0.026069 | 0.02872 | 0.031152 | 0.033832 | 0.036659 | 0.039478 | 0.042422 | 0.04479 | 0.047572 | 0.050412 | 0.053065 | 0.055698 | 0.05864 | 0.060219 | 0.062518 |  | 0.00056525 | 0.0010808 | 0.0017867 | 0.0028105 | 0.0042344 | 0.0061898 | 0.0084174 | 0.011113 | 0.013961 | 0.017004 | 0.021237 | 0.02596 | 0.032316 | 0.038804 | 0.046655 | 0.054683 | 0.063306 | 0.072134 | 0.081203 | 0.090105 | 0.099953 | 0.1107 | 0.12214 | 0.13456 | 0.14646 | 0.15938 | 0.17246 | 0.18572 | 0.19941 | 0.21393 | 0.22658 | 0.24037 |  | 0.00056525 | 0.0010808 | 0.0017867 | 0.00282 | 0.0042939 | 0.0063919 | 0.0089282 | 0.012253 | 0.016162 | 0.020855 | 0.027664 | 0.035692 | 0.046771 | 0.058937 | 0.07383 | 0.089383 | 0.1061 | 0.12322 | 0.14058 | 0.15721 | 0.17488 | 0.19321 | 0.21154 | 0.23039 | 0.2482 | 0.26651 | 0.28446 | 0.3021 | 0.31971 | 0.33769 | 0.35338 | 0.36945 |  | 0.00056525 | 0.0040594 | 0.0058288 | 0.0087399 | 0.012616 | 0.019748 | 0.030813 | 0.044781 | 0.061041 | 0.07955 | 0.10111 | 0.124 | 0.14888 | 0.17365 | 0.19993 | 0.22612 | 0.25255 | 0.27864 | 0.30422 | 0.32857 | 0.35084 | 0.3699 | 0.38689 | 0.40231 | 0.41465 | 0.42629 | 0.43698 | 0.44765 | 0.45855 | 0.47032 | 0.47958 | 0.49033
Chassen Rd |  | 0.0013385 | 0.0025593 | 0.0042309 | 0.0066776 | 0.010168 | 0.015136 | 0.021142 | 0.029014 | 0.038272 | 0.049384 | 0.065507 | 0.084512 | 0.11074 | 0.13955 | 0.17481 | 0.21162 | 0.25119 | 0.29171 | 0.3328 | 0.37215 | 0.41395 | 0.4573 | 0.50064 | 0.54516 | 0.58719 | 0.63038 | 0.6727 | 0.71424 | 0.75569 | 0.79799 | 0.83483 | 0.87254 |  | 0.0013385 | 0.0025593 | 0.0013281 | 0.0020616 | 0.003071 | 0.004531 | 0.006454 | 0.009101 | 0.012245 | 0.015764 | 0.020223 | 0.024713 | 0.030555 | 0.036044 | 0.042606 | 0.048893 | 0.055372 | 0.061731 | 0.068009 | 0.073768 | 0.080114 | 0.086806 | 0.093483 | 0.10045 | 0.10606 | 0.11265 | 0.11937 | 0.12566 | 0.13189 | 0.13886 | 0.1426 | 0.14804 |  | 0.0013385 | 0.0025593 | 0.0042309 | 0.0066552 | 0.010027 | 0.014657 | 0.019932 | 0.026315 | 0.03306 | 0.040265 | 0.050288 | 0.061468 | 0.076514 | 0.091872 | 0.11046 | 0.12945 | 0.14986 | 0.17075 | 0.1922 | 0.21325 | 0.23653 | 0.26192 | 0.28894 | 0.31824 | 0.34628 | 0.37671 | 0.40748 | 0.43866 | 0.47083 | 0.50493 | 0.53457 | 0.56687 |  | 0.0013385 | 0.0025593 | 0.0042309 | 0.0066776 | 0.010168 | 0.015136 | 0.021142 | 0.029014 | 0.038272 | 0.049384 | 0.065507 | 0.084512 | 0.11074 | 0.13955 | 0.17481 | 0.21162 | 0.25119 | 0.29171 | 0.3328 | 0.37215 | 0.41395 | 0.4573 | 0.50064 | 0.54516 | 0.58719 | 0.63038 | 0.6727 | 0.71424 | 0.75569 | 0.79799 | 0.83483 | 0.87254 |  | 0.0013385 | 0.0096124 | 0.013802 | 0.020691 | 0.029859 | 0.046652 | 0.072651 | 0.10545 | 0.14357 | 0.18692 | 0.23736 | 0.29082 | 0.34891 | 0.40663 | 0.46781 | 0.5287 | 0.59003 | 0.65049 | 0.70963 | 0.76577 | 0.81699 | 0.86064 | 0.89942 | 0.93453 | 0.96242 | 0.98877 | 1.013 | 1.0373 | 1.0622 | 1.0892 | 1.1104 | 1.1352
Chatsworth St |  | 0.0013396 | 0.0025614 | 0.0042344 | 0.0066831 | 0.010176 | 0.015148 | 0.021159 | 0.029038 | 0.038303 | 0.049425 | 0.065991 | 0.086029 | 0.11351 | 0.14384 | 0.18083 | 0.21966 | 0.26152 | 0.30453 | 0.34836 | 0.39063 | 0.43573 | 0.48306 | 0.53135 | 0.58178 | 0.63038 | 0.68066 | 0.73013 | 0.77953 | 0.82947 | 0.88068 | 0.92702 | 0.97456 |  | 0.0013396 | 0.0025614 | 0.0013292 | 0.0020633 | 0.0030736 | 0.0045348 | 0.0064593 | 0.0091085 | 0.012255 | 0.015777 | 0.02024 | 0.024733 | 0.03058 | 0.036074 | 0.042641 | 0.048933 | 0.055418 | 0.061782 | 0.068065 | 0.073828 | 0.08018 | 0.086878 | 0.09356 | 0.10054 | 0.10615 | 0.11274 | 0.11947 | 0.12576 | 0.132 | 0.13897 | 0.14271 | 0.14816 |  | 0.0013396 | 0.0025614 | 0.0042344 | 0.0066607 | 0.010035 | 0.014669 | 0.019948 | 0.026336 | 0.033087 | 0.040299 | 0.05076 | 0.062965 | 0.079249 | 0.09612 | 0.11643 | 0.13743 | 0.16011 | 0.18346 | 0.20764 | 0.2316 | 0.25817 | 0.28752 | 0.31948 | 0.35467 | 0.38928 | 0.42678 | 0.46469 | 0.50371 | 0.54437 | 0.58737 | 0.62652 | 0.66864 |  | 0.0013396 | 0.0025614 | 0.0042344 | 0.0066831 | 0.010176 | 0.015148 | 0.021159 | 0.029038 | 0.038303 | 0.049425 | 0.065991 | 0.086029 | 0.11351 | 0.14384 | 0.18083 | 0.21966 | 0.26152 | 0.30453 | 0.34836 | 0.39063 | 0.43573 | 0.48306 | 0.53135 | 0.58178 | 0.63038 | 0.68066 | 0.73013 | 0.77953 | 0.82947 | 0.88068 | 0.92702 | 0.97456 |  | 0.0013396 | 0.0096203 | 0.013814 | 0.022121 | 0.033858 | 0.057593 | 0.096167 | 0.14508 | 0.20274 | 0.26881 | 0.3449 | 0.42609 | 0.51204 | 0.59779 | 0.68714 | 0.7763 | 0.86571 | 0.95365 | 1.0395 | 1.121 | 1.1932 | 1.2521 | 1.3027 | 1.3466 | 1.3802 | 1.4098 | 1.4356 | 1.4619 | 1.4891 | 1.5186 | 1.5427 | 1.5707
Cheadle Heath |  | 0.0018909 | 0.0036156 | 0.005977 | 0.0094334 | 0.014364 | 0.021382 | 0.029867 | 0.040988 | 0.054066 | 0.069765 | 0.092009 | 0.1176 | 0.15315 | 0.19198 | 0.23968 | 0.28925 | 0.34237 | 0.3966 | 0.45133 | 0.50337 | 0.55844 | 0.61487 | 0.67013 | 0.72592 | 0.7774 | 0.82993 | 0.88119 | 0.93051 | 0.97896 | 1.0282 | 1.0689 | 1.1106 |  | 0.0018909 | 0.0036156 | 0.0018762 | 0.0029124 | 0.0043385 | 0.006401 | 0.0091176 | 0.012857 | 0.017298 | 0.02227 | 0.02857 | 0.034912 | 0.043165 | 0.05092 | 0.060189 | 0.069071 | 0.078225 | 0.087207 | 0.096076 | 0.10421 | 0.11318 | 0.12263 | 0.13206 | 0.14191 | 0.14983 | 0.15914 | 0.16864 | 0.17752 | 0.18632 | 0.19616 | 0.20145 | 0.20914 |  | 0.0018909 | 0.0036156 | 0.005977 | 0.0094018 | 0.014165 | 0.020706 | 0.028158 | 0.037175 | 0.046704 | 0.056883 | 0.07051 | 0.085046 | 0.10479 | 0.12463 | 0.14878 | 0.17317 | 0.19922 | 0.22571 | 0.2527 | 0.2789 | 0.3078 | 0.33887 | 0.37107 | 0.40534 | 0.43707 | 0.47156 | 0.50651 | 0.54118 | 0.57653 | 0.61415 | 0.64476 | 0.67879 |  | 0.0018909 | 0.0036156 | 0.005977 | 0.0094334 | 0.014364 | 0.021382 | 0.029867 | 0.040988 | 0.054066 | 0.069765 | 0.092009 | 0.1176 | 0.15315 | 0.19198 | 0.23968 | 0.28925 | 0.34237 | 0.3966 | 0.45133 | 0.50337 | 0.55844 | 0.61487 | 0.67013 | 0.72592 | 0.7774 | 0.82993 | 0.88119 | 0.93051 | 0.97896 | 1.0282 | 1.0689 | 1.1106 |  | 0.0018909 | 0.013579 | 0.019499 | 0.027483 | 0.037275 | 0.052539 | 0.073988 | 0.10077 | 0.13101 | 0.16484 | 0.20527 | 0.24761 | 0.29652 | 0.34486 | 0.3981 | 0.45097 | 0.50491 | 0.55851 | 0.61137 | 0.66183 | 0.7108 | 0.75612 | 0.79873 | 0.83996 | 0.87452 | 0.9098 | 0.94404 | 0.97758 | 1.0115 | 1.0481 | 1.0757 | 1.1079
Cheadle Hulme |  | 0.0031587 | 0.0060397 | 0.0099844 | 0.015758 | 0.023995 | 0.035719 | 0.049892 | 0.06847 | 0.090317 | 0.11654 | 0.15363 | 0.19622 | 0.2554 | 0.32004 | 0.39945 | 0.48194 | 0.57032 | 0.66052 | 0.75151 | 0.83799 | 0.92946 | 1.0231 | 1.1146 | 1.2068 | 1.2917 | 1.3783 | 1.4628 | 1.5438 | 1.6233 | 1.704 | 1.7705 | 1.8385 |  | 0.0031587 | 0.0060397 | 0.0031342 | 0.004865 | 0.0072473 | 0.010693 | 0.015231 | 0.021477 | 0.028896 | 0.037201 | 0.047725 | 0.05832 | 0.072106 | 0.085061 | 0.10054 | 0.11538 | 0.13067 | 0.14568 | 0.16049 | 0.17408 | 0.18906 | 0.20485 | 0.22061 | 0.23706 | 0.25029 | 0.26584 | 0.28171 | 0.29654 | 0.31125 | 0.32769 | 0.33651 | 0.34936 |  | 0.0031587 | 0.0060397 | 0.0099844 | 0.015706 | 0.023663 | 0.034589 | 0.047037 | 0.0621 | 0.078017 | 0.095022 | 0.11772 | 0.14184 | 0.17462 | 0.20753 | 0.24759 | 0.28803 | 0.33119 | 0.37505 | 0.4197 | 0.46302 | 0.51078 | 0.56204 | 0.61504 | 0.67132 | 0.72324 | 0.77968 | 0.83687 | 0.89348 | 0.9511 | 1.0124 | 1.062 | 1.1172 |  | 0.0031587 | 0.0060397 | 0.0099844 | 0.015758 | 0.023995 | 0.035719 | 0.049892 | 0.06847 | 0.090317 | 0.11654 | 0.15363 | 0.19622 | 0.2554 | 0.32004 | 0.39945 | 0.48194 | 0.57032 | 0.66052 | 0.75151 | 0.83799 | 0.92946 | 1.0231 | 1.1146 | 1.2068 | 1.2917 | 1.3783 | 1.4628 | 1.5438 | 1.6233 | 1.704 | 1.7705 | 1.8385 |  | 0.0031587 | 0.022684 | 0.032572 | 0.045686 | 0.061636 | 0.085977 | 0.11969 | 0.16173 | 0.20896 | 0.26168 | 0.32494 | 0.39106 | 0.46815 | 0.54429 | 0.6286 | 0.71231 | 0.79785 | 0.88295 | 0.96696 | 1.0472 | 1.1257 | 1.1991 | 1.2686 | 1.3362 | 1.3933 | 1.4519 | 1.5091 | 1.565 | 1.6215 | 1.6823 | 1.728 | 1.7814
Cheetham Hill |  | 0.0024228 | 0.0046326 | 0.0076583 | 0.012087 | 0.018405 | 0.027397 | 0.038268 | 0.052518 | 0.069275 | 0.08939 | 0.118 | 0.15105 | 0.1969 | 0.24704 | 0.3086 | 0.37261 | 0.44125 | 0.51135 | 0.58217 | 0.64958 | 0.72096 | 0.79426 | 0.86628 | 0.93919 | 1.0067 | 1.0757 | 1.1431 | 1.2082 | 1.2723 | 1.3374 | 1.3919 | 1.4476 |  | 0.0024228 | 0.0046326 | 0.002404 | 0.0037316 | 0.0055589 | 0.0082016 | 0.011682 | 0.016474 | 0.022164 | 0.028534 | 0.036606 | 0.044733 | 0.055307 | 0.065244 | 0.07712 | 0.0885 | 0.10023 | 0.11174 | 0.1231 | 0.13353 | 0.14501 | 0.15713 | 0.16921 | 0.18183 | 0.19198 | 0.20391 | 0.21608 | 0.22745 | 0.23874 | 0.25134 | 0.25811 | 0.26797 |  | 0.0024228 | 0.0046326 | 0.0076583 | 0.012047 | 0.01815 | 0.026531 | 0.036079 | 0.047632 | 0.059841 | 0.072884 | 0.090453 | 0.10934 | 0.13494 | 0.16075 | 0.19212 | 0.22388 | 0.25783 | 0.29239 | 0.32765 | 0.36197 | 0.39982 | 0.44061 | 0.48309 | 0.52844 | 0.57068 | 0.61657 | 0.66306 | 0.70935 | 0.75666 | 0.80696 | 0.84844 | 0.89435 |  | 0.0024228 | 0.0046326 | 0.0076583 | 0.012087 | 0.018405 | 0.027397 | 0.038268 | 0.052518 | 0.069275 | 0.08939 | 0.118 | 0.15105 | 0.1969 | 0.24704 | 0.3086 | 0.37261 | 0.44125 | 0.51135 | 0.58217 | 0.64958 | 0.72096 | 0.79426 | 0.86628 | 0.93919 | 1.0067 | 1.0757 | 1.1431 | 1.2082 | 1.2723 | 1.3374 | 1.3919 | 1.4476 |  | 0.0024228 | 0.017399 | 0.024983 | 0.035573 | 0.048768 | 0.070004 | 0.1005 | 0.13869 | 0.18212 | 0.23093 | 0.28891 | 0.34984 | 0.41922 | 0.48793 | 0.56297 | 0.63757 | 0.7135 | 0.78886 | 0.86309 | 0.93392 | 1.0018 | 1.0637 | 1.1213 | 1.1764 | 1.2222 | 1.2683 | 1.3127 | 1.3563 | 1.4004 | 1.4479 | 1.4841 | 1.5262
Chester Rd T11 & T12 |  | 0.00026992 | 0.00051611 | 0.0008532 | 0.0013466 | 0.0020504 | 0.0030523 | 0.0042634 | 0.005851 | 0.0077179 | 0.0099588 | 0.01338 | 0.017615 | 0.023388 | 0.02979 | 0.037575 | 0.045783 | 0.054654 | 0.063795 | 0.073151 | 0.082225 | 0.091943 | 0.10224 | 0.11291 | 0.1242 | 0.13525 | 0.14673 | 0.15806 | 0.1695 | 0.18118 | 0.19319 | 0.20433 | 0.21577 |  | 0.00026992 | 0.00051611 | 0.00026782 | 0.00041573 | 0.00061931 | 0.00091373 | 0.0013015 | 0.0018353 | 0.0024693 | 0.0031789 | 0.0040782 | 0.0049836 | 0.0061617 | 0.0072687 | 0.0085918 | 0.0098596 | 0.011166 | 0.012449 | 0.013715 | 0.014876 | 0.016156 | 0.017505 | 0.018852 | 0.020257 | 0.021388 | 0.022717 | 0.024073 | 0.02534 | 0.026597 | 0.028002 | 0.028756 | 0.029854 |  | 0.00026992 | 0.00051611 | 0.0008532 | 0.0013421 | 0.002022 | 0.0029557 | 0.0040195 | 0.0053066 | 0.0066668 | 0.0081199 | 0.010311 | 0.012968 | 0.016486 | 0.020176 | 0.024598 | 0.029213 | 0.03422 | 0.039401 | 0.044797 | 0.050182 | 0.056166 | 0.062841 | 0.070224 | 0.078443 | 0.086669 | 0.095574 | 0.10457 | 0.11393 | 0.12374 | 0.13409 | 0.14378 | 0.15413 |  | 0.00026992 | 0.00051611 | 0.0008532 | 0.0013466 | 0.0020504 | 0.0030523 | 0.0042634 | 0.005851 | 0.0077179 | 0.0099588 | 0.01338 | 0.017615 | 0.023388 | 0.02979 | 0.037575 | 0.045783 | 0.054654 | 0.063795 | 0.073151 | 0.082225 | 0.091943 | 0.10224 | 0.11291 | 0.1242 | 0.13525 | 0.14673 | 0.15806 | 0.1695 | 0.18118 | 0.19319 | 0.20433 | 0.21577 |  | 0.00026992 | 0.0019384 | 0.0027834 | 0.0047311 | 0.0075918 | 0.013707 | 0.023889 | 0.036833 | 0.05219 | 0.069849 | 0.090084 | 0.11174 | 0.13437 | 0.15698 | 0.18034 | 0.20368 | 0.22701 | 0.24994 | 0.27228 | 0.29348 | 0.31196 | 0.32666 | 0.33905 | 0.34947 | 0.35726 | 0.36379 | 0.36921 | 0.37481 | 0.38067 | 0.38705 | 0.39242 | 0.39863
Chester Rd T13 |  | 0.00013186 | 0.00025213 | 0.0004168 | 0.00065783 | 0.0010017 | 0.0014911 | 0.0020827 | 0.0028583 | 0.0037703 | 0.004865 | 0.0066559 | 0.0090065 | 0.012167 | 0.01571 | 0.019987 | 0.024546 | 0.029505 | 0.034649 | 0.039969 | 0.045199 | 0.050849 | 0.056968 | 0.063538 | 0.070674 | 0.077872 | 0.085423 | 0.092912 | 0.10066 | 0.10869 | 0.11699 | 0.12503 | 0.13331 |  | 0.00013186 | 0.00025213 | 0.00013084 | 0.00020309 | 0.00030254 | 0.00044637 | 0.00063581 | 0.00089658 | 0.0012063 | 0.001553 | 0.0019923 | 0.0024346 | 0.0030101 | 0.0035509 | 0.0041972 | 0.0048166 | 0.005455 | 0.0060814 | 0.0066998 | 0.0072671 | 0.0078923 | 0.0085517 | 0.0092094 | 0.009896 | 0.010449 | 0.011098 | 0.01176 | 0.012379 | 0.012993 | 0.013679 | 0.014048 | 0.014584 |  | 0.00013186 | 0.00025213 | 0.0004168 | 0.00065563 | 0.0009878 | 0.0014439 | 0.0019636 | 0.0025924 | 0.0032569 | 0.0039667 | 0.0051567 | 0.0067363 | 0.0087945 | 0.011014 | 0.013647 | 0.016452 | 0.019522 | 0.022733 | 0.026117 | 0.029546 | 0.033371 | 0.037721 | 0.042683 | 0.048319 | 0.054139 | 0.060432 | 0.066784 | 0.073508 | 0.080625 | 0.088119 | 0.095455 | 0.1032 |  | 0.00013186 | 0.00025213 | 0.0004168 | 0.00065783 | 0.0010017 | 0.0014911 | 0.0020827 | 0.0028583 | 0.0037703 | 0.004865 | 0.0066559 | 0.0090065 | 0.012167 | 0.01571 | 0.019987 | 0.024546 | 0.029505 | 0.034649 | 0.039969 | 0.045199 | 0.050849 | 0.056968 | 0.063538 | 0.070674 | 0.077872 | 0.085423 | 0.092912 | 0.10066 | 0.10869 | 0.11699 | 0.12503 | 0.13331 |  | 0.00013186 | 0.00094696 | 0.0013597 | 0.0027033 | 0.0048106 | 0.0097163 | 0.018165 | 0.028938 | 0.041827 | 0.056712 | 0.073653 | 0.091848 | 0.11053 | 0.12925 | 0.14835 | 0.16745 | 0.18647 | 0.20512 | 0.22325 | 0.24043 | 0.25507 | 0.26626 | 0.27538 | 0.28268 | 0.28788 | 0.29179 | 0.29469 | 0.29783 | 0.30118 | 0.30487 | 0.30819 | 0.31201
Chorley South |  | 0.0041564 | 0.0079474 | 0.013138 | 0.020736 | 0.031574 | 0.047001 | 0.06565 | 0.090097 | 0.11884 | 0.15335 | 0.20226 | 0.25854 | 0.33671 | 0.42213 | 0.52704 | 0.63606 | 0.7529 | 0.87217 | 0.99256 | 1.107 | 1.2282 | 1.3524 | 1.474 | 1.5968 | 1.7101 | 1.8258 | 1.9387 | 2.0473 | 2.1541 | 2.2625 | 2.3524 | 2.4442 |  | 0.0041564 | 0.0079474 | 0.0041241 | 0.0064017 | 0.0095364 | 0.01407 | 0.020041 | 0.028261 | 0.038023 | 0.048951 | 0.062799 | 0.07674 | 0.094881 | 0.11193 | 0.1323 | 0.15182 | 0.17195 | 0.19169 | 0.21118 | 0.22907 | 0.24877 | 0.26956 | 0.29029 | 0.31193 | 0.32935 | 0.34981 | 0.37069 | 0.3902 | 0.40956 | 0.43119 | 0.4428 | 0.45971 |  | 0.0041564 | 0.0079474 | 0.013138 | 0.020666 | 0.031136 | 0.045514 | 0.061894 | 0.081714 | 0.10266 | 0.12503 | 0.155 | 0.18699 | 0.23042 | 0.27408 | 0.32721 | 0.3809 | 0.43824 | 0.49654 | 0.55594 | 0.61363 | 0.67727 | 0.74568 | 0.81662 | 0.89213 | 0.96205 | 1.0381 | 1.1151 | 1.1915 | 1.2695 | 1.3524 | 1.42 | 1.4951 |  | 0.0041564 | 0.0079474 | 0.013138 | 0.020736 | 0.031574 | 0.047001 | 0.06565 | 0.090097 | 0.11884 | 0.15335 | 0.20226 | 0.25854 | 0.33671 | 0.42213 | 0.52704 | 0.63606 | 0.7529 | 0.87217 | 0.99256 | 1.107 | 1.2282 | 1.3524 | 1.474 | 1.5968 | 1.7101 | 1.8258 | 1.9387 | 2.0473 | 2.1541 | 2.2625 | 2.3524 | 2.4442 |  | 0.0041564 | 0.029849 | 0.04286 | 0.060456 | 0.08206 | 0.11581 | 0.1633 | 0.22263 | 0.28964 | 0.36466 | 0.45427 | 0.54816 | 0.65651 | 0.76364 | 0.88154 | 0.99867 | 1.1182 | 1.2369 | 1.354 | 1.4658 | 1.5742 | 1.6745 | 1.7688 | 1.8599 | 1.9362 | 2.0141 | 2.0896 | 2.1635 | 2.2384 | 2.3189 | 2.3798 | 2.4508
Chorlton |  | 0.0017253 | 0.0032989 | 0.0054536 | 0.0086073 | 0.013106 | 0.01951 | 0.027251 | 0.037399 | 0.049332 | 0.063655 | 0.083996 | 0.10745 | 0.14001 | 0.1756 | 0.21931 | 0.26474 | 0.31345 | 0.36318 | 0.4134 | 0.46119 | 0.51177 | 0.56367 | 0.61457 | 0.66603 | 0.71361 | 0.76219 | 0.80961 | 0.85531 | 0.90027 | 0.94595 | 0.98398 | 1.0229 |  | 0.0017253 | 0.0032989 | 0.0017119 | 0.0026573 | 0.0039585 | 0.0058404 | 0.0083191 | 0.011731 | 0.015783 | 0.020319 | 0.026068 | 0.031855 | 0.039385 | 0.046461 | 0.054918 | 0.063022 | 0.071374 | 0.07957 | 0.087662 | 0.095085 | 0.10327 | 0.11189 | 0.1205 | 0.12948 | 0.13671 | 0.1452 | 0.15387 | 0.16197 | 0.17001 | 0.17898 | 0.1838 | 0.19082 |  | 0.0017253 | 0.0032989 | 0.0054536 | 0.0085785 | 0.012925 | 0.018893 | 0.025692 | 0.033919 | 0.042614 | 0.051901 | 0.06438 | 0.077748 | 0.09589 | 0.11415 | 0.13636 | 0.15883 | 0.18283 | 0.20726 | 0.23216 | 0.25638 | 0.28309 | 0.31183 | 0.3417 | 0.37353 | 0.40309 | 0.43521 | 0.46774 | 0.50008 | 0.53309 | 0.56819 | 0.59696 | 0.62886 |  | 0.0017253 | 0.0032989 | 0.0054536 | 0.0086073 | 0.013106 | 0.01951 | 0.027251 | 0.037399 | 0.049332 | 0.063655 | 0.083996 | 0.10745 | 0.14001 | 0.1756 | 0.21931 | 0.26474 | 0.31345 | 0.36318 | 0.4134 | 0.46119 | 0.51177 | 0.56367 | 0.61457 | 0.66603 | 0.71361 | 0.76219 | 0.80961 | 0.85531 | 0.90027 | 0.94595 | 0.98398 | 1.0229 |  | 0.0017253 | 0.01239 | 0.017791 | 0.025224 | 0.034425 | 0.048994 | 0.069697 | 0.095594 | 0.12496 | 0.1579 | 0.19714 | 0.23833 | 0.28553 | 0.33226 | 0.38348 | 0.4344 | 0.48628 | 0.53783 | 0.58863 | 0.63712 | 0.68389 | 0.72685 | 0.76704 | 0.80567 | 0.83795 | 0.87065 | 0.90222 | 0.93318 | 0.96452 | 0.99822 | 1.0238 | 1.0535
Church |  | 0.00087999 | 0.0016826 | 0.0027816 | 0.0043902 | 0.0066848 | 0.009951 | 0.0139 | 0.019075 | 0.025162 | 0.032468 | 0.042954 | 0.055182 | 0.072106 | 0.090648 | 0.11338 | 0.13707 | 0.16249 | 0.18849 | 0.2148 | 0.23991 | 0.26655 | 0.29403 | 0.32127 | 0.34905 | 0.37503 | 0.40165 | 0.4277 | 0.45307 | 0.47822 | 0.50384 | 0.52573 | 0.54812 |  | 0.00087999 | 0.0016826 | 0.00087316 | 0.0013554 | 0.0020191 | 0.0029789 | 0.0042432 | 0.0059835 | 0.0080504 | 0.010364 | 0.013296 | 0.016248 | 0.020088 | 0.023697 | 0.028011 | 0.032144 | 0.036405 | 0.040585 | 0.044712 | 0.048498 | 0.052671 | 0.057071 | 0.061461 | 0.066043 | 0.06973 | 0.074062 | 0.078482 | 0.082613 | 0.086712 | 0.091291 | 0.09375 | 0.09733 |  | 0.00087999 | 0.0016826 | 0.0027816 | 0.0043755 | 0.0065923 | 0.0096363 | 0.013104 | 0.017301 | 0.021735 | 0.026472 | 0.032949 | 0.040031 | 0.049602 | 0.059304 | 0.071074 | 0.083045 | 0.09587 | 0.10896 | 0.12236 | 0.13545 | 0.1499 | 0.16558 | 0.18209 | 0.19986 | 0.21664 | 0.23487 | 0.25333 | 0.27188 | 0.29094 | 0.31117 | 0.32833 | 0.34716 |  | 0.00087999 | 0.0016826 | 0.0027816 | 0.0043902 | 0.0066848 | 0.009951 | 0.0139 | 0.019075 | 0.025162 | 0.032468 | 0.042954 | 0.055182 | 0.072106 | 0.090648 | 0.11338 | 0.13707 | 0.16249 | 0.18849 | 0.2148 | 0.23991 | 0.26655 | 0.29403 | 0.32127 | 0.34905 | 0.37503 | 0.40165 | 0.4277 | 0.45307 | 0.47822 | 0.50384 | 0.52573 | 0.54812 |  | 0.00087999 | 0.0063197 | 0.0090744 | 0.013232 | 0.018587 | 0.027856 | 0.04176 | 0.059243 | 0.079379 | 0.10216 | 0.12889 | 0.15712 | 0.18839 | 0.21942 | 0.25273 | 0.28585 | 0.31936 | 0.35249 | 0.38499 | 0.41591 | 0.44472 | 0.47002 | 0.49299 | 0.51435 | 0.53169 | 0.54862 | 0.56456 | 0.58037 | 0.59649 | 0.61394 | 0.62738 | 0.6431
Circle Sq |  | 0 | 0 | 0 | 0 | 0 | 0 | 0 | 0 | 0 | 0 | 0 | 0 | 0 | 0 | 0 | 0 | 0 | 0 | 0 | 0 | 0 | 0 | 0 | 0 | 0 | 0 | 0 | 0 | 0 | 0 | 0 | 0 |  | 0 | 0 | 0 | 0 | 0 | 0 | 0 | 0 | 0 | 0 | 0 | 0 | 0 | 0 | 0 | 0 | 0 | 0 | 0 | 0 | 0 | 0 | 0 | 0 | 0 | 0 | 0 | 0 | 0 | 0 | 0 | 0 |  | 0 | 0 | 0 | 0 | 0 | 0 | 0 | 0 | 0 | 0 | 0 | 0 | 0 | 0 | 0 | 0 | 0 | 0 | 0 | 0 | 0 | 0 | 0 | 0 | 0 | 0 | 0 | 0 | 0 | 0 | 0 | 0 |  | 0 | 0 | 0 | 0 | 0 | 0 | 0 | 0 | 0 | 0 | 0 | 0 | 0 | 0 | 0 | 0 | 0 | 0 | 0 | 0 | 0 | 0 | 0 | 0 | 0 | 0 | 0 | 0 | 0 | 0 | 0 | 0 |  | 0 | 0 | 0 | 0 | 0 | 0 | 0 | 0 | 0 | 0 | 0 | 0 | 0 | 0 | 0 | 0 | 0 | 0 | 0 | 0 | 0 | 0 | 0 | 0 | 0 | 0 | 0 | 0 | 0 | 0 | 0 | 0
Clarendon Rd |  | 0.0035257 | 0.0067415 | 0.011145 | 0.017589 | 0.026783 | 0.039869 | 0.055689 | 0.076426 | 0.10081 | 0.13008 | 0.17147 | 0.21897 | 0.28499 | 0.35709 | 0.44568 | 0.53768 | 0.63626 | 0.73686 | 0.83833 | 0.93476 | 1.0367 | 1.1411 | 1.2431 | 1.3458 | 1.4404 | 1.5368 | 1.6308 | 1.721 | 1.8094 | 1.8992 | 1.9731 | 2.0485 |  | 0.0035257 | 0.0067415 | 0.0034983 | 0.0054303 | 0.0080895 | 0.011935 | 0.017 | 0.023973 | 0.032254 | 0.041523 | 0.053271 | 0.065097 | 0.080485 | 0.094945 | 0.11223 | 0.12879 | 0.14586 | 0.16261 | 0.17914 | 0.19431 | 0.21103 | 0.22866 | 0.24624 | 0.2646 | 0.27938 | 0.29673 | 0.31444 | 0.33099 | 0.34742 | 0.36576 | 0.37561 | 0.38996 |  | 0.0035257 | 0.0067415 | 0.011145 | 0.017531 | 0.026412 | 0.038608 | 0.052503 | 0.069316 | 0.087083 | 0.10606 | 0.13138 | 0.15827 | 0.19483 | 0.23151 | 0.27617 | 0.32124 | 0.36934 | 0.41822 | 0.46796 | 0.51622 | 0.56942 | 0.6265 | 0.68548 | 0.7481 | 0.80582 | 0.86857 | 0.93216 | 0.99506 | 1.0591 | 1.1272 | 1.1822 | 1.2434 |  | 0.0035257 | 0.0067415 | 0.011145 | 0.017589 | 0.026783 | 0.039869 | 0.055689 | 0.076426 | 0.10081 | 0.13008 | 0.17147 | 0.21897 | 0.28499 | 0.35709 | 0.44568 | 0.53768 | 0.63626 | 0.73686 | 0.83833 | 0.93476 | 1.0367 | 1.1411 | 1.2431 | 1.3458 | 1.4404 | 1.5368 | 1.6308 | 1.721 | 1.8094 | 1.8992 | 1.9731 | 2.0485 |  | 0.0035257 | 0.02532 | 0.036357 | 0.050948 | 0.068668 | 0.095611 | 0.13283 | 0.17921 | 0.23128 | 0.28934 | 0.35906 | 0.43186 | 0.51688 | 0.6008 | 0.69381 | 0.78612 | 0.88044 | 0.97427 | 1.0669 | 1.1553 | 1.2418 | 1.3229 | 1.3997 | 1.4745 | 1.5376 | 1.6026 | 1.666 | 1.728 | 1.7907 | 1.8583 | 1.909 | 1.9683
Claughton |  | 0.00042715 | 0.00081676 | 0.0013502 | 0.002131 | 0.0032448 | 0.0048303 | 0.0067469 | 0.0092593 | 0.012214 | 0.01576 | 0.020901 | 0.026956 | 0.035314 | 0.044491 | 0.055726 | 0.067455 | 0.08006 | 0.092967 | 0.10605 | 0.11858 | 0.13189 | 0.14568 | 0.15946 | 0.17361 | 0.18696 | 0.20067 | 0.21411 | 0.22729 | 0.24043 | 0.25385 | 0.26551 | 0.27745 |  | 0.00042715 | 0.00081676 | 0.00042384 | 0.0006579 | 0.00098007 | 0.001446 | 0.0020597 | 0.0029044 | 0.0039077 | 0.0050307 | 0.0064539 | 0.0078867 | 0.009751 | 0.011503 | 0.013597 | 0.015603 | 0.017671 | 0.0197 | 0.021704 | 0.023541 | 0.025567 | 0.027703 | 0.029833 | 0.032058 | 0.033848 | 0.03595 | 0.038096 | 0.040101 | 0.042091 | 0.044313 | 0.045507 | 0.047244 |  | 0.00042715 | 0.00081676 | 0.0013502 | 0.0021239 | 0.0031999 | 0.0046775 | 0.0063609 | 0.0083978 | 0.01055 | 0.01285 | 0.016044 | 0.019601 | 0.024391 | 0.029276 | 0.03519 | 0.041233 | 0.047722 | 0.054362 | 0.061181 | 0.067871 | 0.075269 | 0.083332 | 0.091905 | 0.1012 | 0.11008 | 0.11972 | 0.12947 | 0.13934 | 0.14952 | 0.16032 | 0.16969 | 0.1799 |  | 0.00042715 | 0.00081676 | 0.0013502 | 0.002131 | 0.0032448 | 0.0048303 | 0.0067469 | 0.0092593 | 0.012214 | 0.01576 | 0.020901 | 0.026956 | 0.035314 | 0.044491 | 0.055726 | 0.067455 | 0.08006 | 0.092967 | 0.10605 | 0.11858 | 0.13189 | 0.14568 | 0.15946 | 0.17361 | 0.18696 | 0.20067 | 0.21411 | 0.22729 | 0.24043 | 0.25385 | 0.26551 | 0.27745 |  | 0.00042715 | 0.0030676 | 0.0044048 | 0.0065886 | 0.0094883 | 0.014777 | 0.022945 | 0.033248 | 0.045218 | 0.058824 | 0.074666 | 0.091453 | 0.10972 | 0.12787 | 0.14713 | 0.1663 | 0.18562 | 0.20466 | 0.2233 | 0.241 | 0.25718 | 0.271 | 0.28331 | 0.29448 | 0.30337 | 0.31179 | 0.31956 | 0.32733 | 0.3353 | 0.34395 | 0.35071 | 0.35863
Cleveleys |  | 0.0029467 | 0.0056344 | 0.0093144 | 0.014701 | 0.022385 | 0.033322 | 0.046544 | 0.063875 | 0.084256 | 0.10872 | 0.1436 | 0.184 | 0.24002 | 0.30131 | 0.37651 | 0.45476 | 0.53869 | 0.62444 | 0.71109 | 0.79365 | 0.8811 | 0.97101 | 1.0596 | 1.1494 | 1.2328 | 1.3181 | 1.4015 | 1.4821 | 1.5617 | 1.6426 | 1.7107 | 1.7803 |  | 0.0029467 | 0.0056344 | 0.0029238 | 0.0045385 | 0.006761 | 0.0099752 | 0.014209 | 0.020036 | 0.026957 | 0.034704 | 0.044522 | 0.054406 | 0.067267 | 0.079352 | 0.093797 | 0.10764 | 0.1219 | 0.1359 | 0.14972 | 0.1624 | 0.17637 | 0.19111 | 0.20581 | 0.22115 | 0.2335 | 0.248 | 0.2628 | 0.27664 | 0.29036 | 0.3057 | 0.31393 | 0.32592 |  | 0.0029467 | 0.0056344 | 0.0093144 | 0.014652 | 0.022075 | 0.032268 | 0.043881 | 0.057932 | 0.072782 | 0.088645 | 0.1101 | 0.13327 | 0.16466 | 0.19635 | 0.23484 | 0.27387 | 0.31561 | 0.35813 | 0.40155 | 0.44384 | 0.49051 | 0.54089 | 0.59351 | 0.64981 | 0.70246 | 0.75965 | 0.81757 | 0.87538 | 0.93454 | 0.99741 | 1.0497 | 1.1073 |  | 0.0029467 | 0.0056344 | 0.0093144 | 0.014701 | 0.022385 | 0.033322 | 0.046544 | 0.063875 | 0.084256 | 0.10872 | 0.1436 | 0.184 | 0.24002 | 0.30131 | 0.37651 | 0.45476 | 0.53869 | 0.62444 | 0.71109 | 0.79365 | 0.8811 | 0.97101 | 1.0596 | 1.1494 | 1.2328 | 1.3181 | 1.4015 | 1.4821 | 1.5617 | 1.6426 | 1.7107 | 1.7803 |  | 0.0029467 | 0.021162 | 0.030386 | 0.043549 | 0.060111 | 0.087349 | 0.12699 | 0.17668 | 0.2334 | 0.29724 | 0.37274 | 0.45214 | 0.54174 | 0.63045 | 0.72675 | 0.82244 | 0.91957 | 1.0158 | 1.1104 | 1.2004 | 1.2859 | 1.3628 | 1.4338 | 1.501 | 1.5565 | 1.6119 | 1.6649 | 1.7172 | 1.7703 | 1.8277 | 1.8714 | 1.9225
Clifton Junction |  | 0.0010457 | 0.0019994 | 0.0033053 | 0.0052167 | 0.0079433 | 0.011824 | 0.016516 | 0.022667 | 0.029899 | 0.03858 | 0.050887 | 0.065052 | 0.084723 | 0.10622 | 0.13262 | 0.16005 | 0.18946 | 0.21947 | 0.24977 | 0.27858 | 0.30907 | 0.34032 | 0.37094 | 0.40185 | 0.43039 | 0.45952 | 0.48795 | 0.51531 | 0.54219 | 0.5695 | 0.59214 | 0.61529 |  | 0.0010457 | 0.0019994 | 0.0010375 | 0.0016105 | 0.0023992 | 0.0035398 | 0.005042 | 0.00711 | 0.009566 | 0.012315 | 0.015799 | 0.019306 | 0.02387 | 0.028159 | 0.033285 | 0.038196 | 0.043258 | 0.048226 | 0.05313 | 0.057629 | 0.062587 | 0.067816 | 0.073032 | 0.078477 | 0.082858 | 0.088005 | 0.093258 | 0.098167 | 0.10304 | 0.10848 | 0.1114 | 0.11565 |  | 0.0010457 | 0.0019994 | 0.0033053 | 0.0051992 | 0.0078334 | 0.011451 | 0.015571 | 0.020558 | 0.025827 | 0.031456 | 0.038998 | 0.047049 | 0.057983 | 0.068974 | 0.082348 | 0.095863 | 0.1103 | 0.12497 | 0.13992 | 0.15445 | 0.17047 | 0.18769 | 0.20555 | 0.22457 | 0.24219 | 0.26135 | 0.28075 | 0.30001 | 0.31965 | 0.34055 | 0.35758 | 0.37649 |  | 0.0010457 | 0.0019994 | 0.0033053 | 0.0052167 | 0.0079433 | 0.011824 | 0.016516 | 0.022667 | 0.029899 | 0.03858 | 0.050887 | 0.065052 | 0.084723 | 0.10622 | 0.13262 | 0.16005 | 0.18946 | 0.21947 | 0.24977 | 0.27858 | 0.30907 | 0.34032 | 0.37094 | 0.40185 | 0.43039 | 0.45952 | 0.48795 | 0.51531 | 0.54219 | 0.5695 | 0.59214 | 0.61529 |  | 0.0010457 | 0.0075095 | 0.010783 | 0.015216 | 0.020663 | 0.029196 | 0.041225 | 0.056245 | 0.07321 | 0.09219 | 0.11484 | 0.13855 | 0.16587 | 0.19285 | 0.22252 | 0.25196 | 0.28196 | 0.31174 | 0.34108 | 0.36904 | 0.3961 | 0.42105 | 0.44445 | 0.46704 | 0.48591 | 0.50517 | 0.52385 | 0.54218 | 0.56076 | 0.5808 | 0.59592 | 0.61362
Clover Hill |  | 0.0023903 | 0.0045705 | 0.0075556 | 0.011925 | 0.018158 | 0.02703 | 0.037755 | 0.051814 | 0.068346 | 0.088191 | 0.11634 | 0.14875 | 0.19377 | 0.24296 | 0.30337 | 0.36615 | 0.43345 | 0.50216 | 0.57151 | 0.63748 | 0.70729 | 0.77888 | 0.84904 | 0.91993 | 0.98541 | 1.0522 | 1.1175 | 1.1803 | 1.2421 | 1.3048 | 1.3569 | 1.4102 |  | 0.0023903 | 0.0045705 | 0.0023717 | 0.0036815 | 0.0054843 | 0.0080916 | 0.011526 | 0.016253 | 0.021867 | 0.028151 | 0.036115 | 0.044133 | 0.054565 | 0.064369 | 0.076086 | 0.087313 | 0.098885 | 0.11024 | 0.12145 | 0.13173 | 0.14307 | 0.15502 | 0.16694 | 0.17939 | 0.18941 | 0.20117 | 0.21318 | 0.2244 | 0.23553 | 0.24797 | 0.25465 | 0.26437 |  | 0.0023903 | 0.0045705 | 0.0075556 | 0.011885 | 0.017906 | 0.026175 | 0.035595 | 0.046993 | 0.059039 | 0.071906 | 0.08916 | 0.1076 | 0.13264 | 0.15782 | 0.18845 | 0.21942 | 0.25249 | 0.28613 | 0.32041 | 0.35372 | 0.39046 | 0.42998 | 0.471 | 0.51469 | 0.5552 | 0.59923 | 0.64385 | 0.68816 | 0.73336 | 0.78144 | 0.82072 | 0.86431 |  | 0.0023903 | 0.0045705 | 0.0075556 | 0.011925 | 0.018158 | 0.02703 | 0.037755 | 0.051814 | 0.068346 | 0.088191 | 0.11634 | 0.14875 | 0.19377 | 0.24296 | 0.30337 | 0.36615 | 0.43345 | 0.50216 | 0.57151 | 0.63748 | 0.70729 | 0.77888 | 0.84904 | 0.91993 | 0.98541 | 1.0522 | 1.1175 | 1.1803 | 1.2421 | 1.3048 | 1.3569 | 1.4102 |  | 0.0023903 | 0.017166 | 0.024648 | 0.034833 | 0.047376 | 0.067114 | 0.095025 | 0.1299 | 0.16935 | 0.21353 | 0.26622 | 0.32143 | 0.38493 | 0.44771 | 0.51665 | 0.58512 | 0.6549 | 0.7242 | 0.79248 | 0.85761 | 0.92055 | 0.97852 | 1.0328 | 1.0852 | 1.129 | 1.1735 | 1.2166 | 1.2589 | 1.3017 | 1.3479 | 1.3827 | 1.4235
Cog Lane |  | 0.0030602 | 0.0058514 | 0.0096731 | 0.015267 | 0.023247 | 0.034605 | 0.048336 | 0.066335 | 0.087501 | 0.11291 | 0.14918 | 0.19125 | 0.24955 | 0.31336 | 0.39164 | 0.47312 | 0.56052 | 0.64984 | 0.74011 | 0.82615 | 0.91732 | 1.0112 | 1.1037 | 1.1977 | 1.2852 | 1.3748 | 1.4623 | 1.5471 | 1.6309 | 1.7162 | 1.7882 | 1.8619 |  | 0.0030602 | 0.0058514 | 0.0030364 | 0.0047133 | 0.0070214 | 0.010359 | 0.014756 | 0.020808 | 0.027996 | 0.036041 | 0.046237 | 0.056502 | 0.069858 | 0.082409 | 0.09741 | 0.11178 | 0.1266 | 0.14114 | 0.15549 | 0.16866 | 0.18316 | 0.19847 | 0.21373 | 0.22967 | 0.24249 | 0.25755 | 0.27293 | 0.28729 | 0.30155 | 0.31747 | 0.32602 | 0.33847 |  | 0.0030602 | 0.0058514 | 0.0096731 | 0.015216 | 0.022925 | 0.033511 | 0.045571 | 0.060164 | 0.075585 | 0.092059 | 0.11439 | 0.13856 | 0.17129 | 0.20436 | 0.24452 | 0.28526 | 0.32885 | 0.37327 | 0.41864 | 0.46287 | 0.5117 | 0.56447 | 0.61972 | 0.67893 | 0.73445 | 0.79477 | 0.85588 | 0.917 | 0.97962 | 1.0462 | 1.1018 | 1.1631 |  | 0.0030602 | 0.0058514 | 0.0096731 | 0.015267 | 0.023247 | 0.034605 | 0.048336 | 0.066335 | 0.087501 | 0.11291 | 0.14918 | 0.19125 | 0.24955 | 0.31336 | 0.39164 | 0.47312 | 0.56052 | 0.64984 | 0.74011 | 0.82615 | 0.91732 | 1.0112 | 1.1037 | 1.1977 | 1.2852 | 1.3748 | 1.4623 | 1.5471 | 1.6309 | 1.7162 | 1.7882 | 1.8619 |  | 0.0030602 | 0.021977 | 0.031557 | 0.045378 | 0.062852 | 0.092038 | 0.1349 | 0.18865 | 0.25016 | 0.31949 | 0.40131 | 0.48746 | 0.58421 | 0.68005 | 0.78379 | 0.88688 | 0.99145 | 1.095 | 1.1967 | 1.2936 | 1.3851 | 1.4669 | 1.542 | 1.613 | 1.6712 | 1.7291 | 1.7843 | 1.8387 | 1.8941 | 1.954 | 1.9997 | 2.0532
Coniston |  | 0.00047367 | 0.0009057 | 0.0014972 | 0.0023631 | 0.0035982 | 0.0053563 | 0.0074817 | 0.010268 | 0.013544 | 0.017476 | 0.023286 | 0.030258 | 0.039838 | 0.050395 | 0.063286 | 0.076796 | 0.091345 | 0.10628 | 0.12148 | 0.1361 | 0.15168 | 0.16796 | 0.18446 | 0.2016 | 0.218 | 0.23493 | 0.25156 | 0.26806 | 0.28468 | 0.30168 | 0.31689 | 0.33247 |  | 0.00047367 | 0.0009057 | 0.00046999 | 0.00072955 | 0.0010868 | 0.0016035 | 0.002284 | 0.0032207 | 0.0043332 | 0.0055785 | 0.0071567 | 0.0087455 | 0.010813 | 0.012756 | 0.015077 | 0.017302 | 0.019595 | 0.021846 | 0.024067 | 0.026105 | 0.028351 | 0.030719 | 0.033082 | 0.035549 | 0.037534 | 0.039865 | 0.042245 | 0.044468 | 0.046674 | 0.049139 | 0.050463 | 0.052389 |  | 0.00047367 | 0.0009057 | 0.0014972 | 0.0023552 | 0.0035484 | 0.0051869 | 0.0070536 | 0.0093123 | 0.011699 | 0.014249 | 0.017901 | 0.022103 | 0.027725 | 0.033524 | 0.040514 | 0.047718 | 0.055486 | 0.063471 | 0.071718 | 0.079866 | 0.088893 | 0.09882 | 0.10954 | 0.12129 | 0.13275 | 0.14516 | 0.1577 | 0.17054 | 0.18387 | 0.19797 | 0.21063 | 0.2243 |  | 0.00047367 | 0.0009057 | 0.0014972 | 0.0023631 | 0.0035982 | 0.0053563 | 0.0074817 | 0.010268 | 0.013544 | 0.017476 | 0.023286 | 0.030258 | 0.039838 | 0.050395 | 0.063286 | 0.076796 | 0.091345 | 0.10628 | 0.12148 | 0.1361 | 0.15168 | 0.16796 | 0.18446 | 0.2016 | 0.218 | 0.23493 | 0.25156 | 0.26806 | 0.28468 | 0.30168 | 0.31689 | 0.33247 |  | 0.00047367 | 0.0034017 | 0.0048844 | 0.0076648 | 0.01153 | 0.019103 | 0.031239 | 0.046605 | 0.06465 | 0.085279 | 0.10909 | 0.13444 | 0.16143 | 0.18833 | 0.21647 | 0.24451 | 0.27264 | 0.30031 | 0.3273 | 0.3529 | 0.37572 | 0.39453 | 0.41081 | 0.42506 | 0.43606 | 0.44595 | 0.45469 | 0.46357 | 0.47274 | 0.48274 | 0.49077 | 0.50016
Copse Rd |  | 0.0039018 | 0.0074607 | 0.012333 | 0.019466 | 0.02964 | 0.044122 | 0.06163 | 0.084579 | 0.11157 | 0.14396 | 0.19011 | 0.2435 | 0.31754 | 0.39854 | 0.49795 | 0.60137 | 0.71227 | 0.82557 | 0.94005 | 1.0491 | 1.1646 | 1.2833 | 1.4001 | 1.5185 | 1.6284 | 1.7407 | 1.8505 | 1.9566 | 2.0613 | 2.1678 | 2.2572 | 2.3486 |  | 0.0039018 | 0.0074607 | 0.0038715 | 0.0060096 | 0.0089524 | 0.013208 | 0.018814 | 0.02653 | 0.035695 | 0.045953 | 0.058953 | 0.072041 | 0.08907 | 0.10507 | 0.1242 | 0.14253 | 0.16142 | 0.17995 | 0.19825 | 0.21504 | 0.23354 | 0.25305 | 0.27251 | 0.29283 | 0.30918 | 0.32838 | 0.34799 | 0.3663 | 0.38448 | 0.40478 | 0.41568 | 0.43155 |  | 0.0039018 | 0.0074607 | 0.012333 | 0.019401 | 0.02923 | 0.042727 | 0.058104 | 0.07671 | 0.096372 | 0.11738 | 0.14574 | 0.17632 | 0.21776 | 0.25956 | 0.31036 | 0.36184 | 0.41688 | 0.47294 | 0.53017 | 0.58589 | 0.64739 | 0.71373 | 0.78296 | 0.85699 | 0.92613 | 1.0013 | 1.0773 | 1.1533 | 1.2309 | 1.3135 | 1.3819 | 1.4575 |  | 0.0039018 | 0.0074607 | 0.012333 | 0.019466 | 0.02964 | 0.044122 | 0.06163 | 0.084579 | 0.11157 | 0.14396 | 0.19011 | 0.2435 | 0.31754 | 0.39854 | 0.49795 | 0.60137 | 0.71227 | 0.82557 | 0.94005 | 1.0491 | 1.1646 | 1.2833 | 1.4001 | 1.5185 | 1.6284 | 1.7407 | 1.8505 | 1.9566 | 2.0613 | 2.1678 | 2.2572 | 2.3486 |  | 0.0039018 | 0.028021 | 0.040235 | 0.05752 | 0.07919 | 0.1146 | 0.16592 | 0.23023 | 0.30358 | 0.38612 | 0.48389 | 0.58676 | 0.7032 | 0.81856 | 0.94406 | 1.0688 | 1.1957 | 1.3214 | 1.4452 | 1.5632 | 1.6757 | 1.7774 | 1.8716 | 1.9611 | 2.0353 | 2.1095 | 2.1807 | 2.2507 | 2.3217 | 2.3982 | 2.4565 | 2.5244
Cox Green |  | 0.0019388 | 0.0037072 | 0.0061285 | 0.0096725 | 0.014728 | 0.021924 | 0.030624 | 0.042027 | 0.055437 | 0.071533 | 0.094337 | 0.12057 | 0.157 | 0.19681 | 0.2457 | 0.29651 | 0.35095 | 0.40653 | 0.46262 | 0.51594 | 0.57237 | 0.63018 | 0.68678 | 0.7439 | 0.79659 | 0.85034 | 0.90279 | 0.95323 | 1.0028 | 1.0531 | 1.0947 | 1.1372 |  | 0.0019388 | 0.0037072 | 0.0019238 | 0.0029862 | 0.0044484 | 0.0065632 | 0.0093487 | 0.013183 | 0.017737 | 0.022834 | 0.029294 | 0.035797 | 0.044259 | 0.052211 | 0.061715 | 0.070821 | 0.080207 | 0.089418 | 0.098511 | 0.10685 | 0.11605 | 0.12574 | 0.13541 | 0.14551 | 0.15363 | 0.16317 | 0.17291 | 0.18201 | 0.19105 | 0.20114 | 0.20655 | 0.21444 |  | 0.0019388 | 0.0037072 | 0.0061285 | 0.0096401 | 0.014524 | 0.021231 | 0.028872 | 0.038117 | 0.047887 | 0.058325 | 0.072293 | 0.087188 | 0.10742 | 0.12775 | 0.15249 | 0.17749 | 0.20417 | 0.23131 | 0.25895 | 0.28578 | 0.31538 | 0.34718 | 0.38014 | 0.4152 | 0.44763 | 0.48289 | 0.51861 | 0.55404 | 0.59014 | 0.62855 | 0.65977 | 0.69448 |  | 0.0019388 | 0.0037072 | 0.0061285 | 0.0096725 | 0.014728 | 0.021924 | 0.030624 | 0.042027 | 0.055437 | 0.071533 | 0.094337 | 0.12057 | 0.157 | 0.19681 | 0.2457 | 0.29651 | 0.35095 | 0.40653 | 0.46262 | 0.51594 | 0.57237 | 0.63018 | 0.68678 | 0.7439 | 0.79659 | 0.85034 | 0.90279 | 0.95323 | 1.0028 | 1.0531 | 1.0947 | 1.1372 |  | 0.0019388 | 0.013924 | 0.019993 | 0.028167 | 0.038182 | 0.053748 | 0.075577 | 0.10282 | 0.13355 | 0.16791 | 0.20898 | 0.25194 | 0.30161 | 0.35067 | 0.40471 | 0.45836 | 0.51306 | 0.5674 | 0.62096 | 0.67204 | 0.72162 | 0.76753 | 0.8107 | 0.85248 | 0.88748 | 0.92328 | 0.95806 | 0.99214 | 1.0267 | 1.0639 | 1.0919 | 1.1248
Craggs Row & Bushell St |  | 0.0018643 | 0.0035648 | 0.005893 | 0.0093009 | 0.014162 | 0.021082 | 0.029447 | 0.040413 | 0.053307 | 0.068785 | 0.091389 | 0.11821 | 0.15516 | 0.1958 | 0.24549 | 0.29746 | 0.35335 | 0.41064 | 0.46881 | 0.52461 | 0.58398 | 0.64574 | 0.70784 | 0.77193 | 0.83279 | 0.89547 | 0.95697 | 1.0177 | 1.0784 | 1.1406 | 1.1953 | 1.2514 |  | 0.0018643 | 0.0035648 | 0.0018499 | 0.0028714 | 0.0042775 | 0.0063111 | 0.0089895 | 0.012676 | 0.017055 | 0.021957 | 0.028168 | 0.034422 | 0.042559 | 0.050205 | 0.059344 | 0.0681 | 0.077126 | 0.085982 | 0.094726 | 0.10275 | 0.11159 | 0.12091 | 0.13021 | 0.13992 | 0.14773 | 0.1569 | 0.16627 | 0.17502 | 0.18371 | 0.19341 | 0.19862 | 0.2062 |  | 0.0018643 | 0.0035648 | 0.005893 | 0.0092698 | 0.013966 | 0.020415 | 0.027762 | 0.036653 | 0.046048 | 0.056084 | 0.070192 | 0.086111 | 0.10749 | 0.12939 | 0.15586 | 0.18301 | 0.21221 | 0.24215 | 0.27297 | 0.30329 | 0.33686 | 0.37361 | 0.41298 | 0.45586 | 0.49724 | 0.54214 | 0.58756 | 0.6338 | 0.68167 | 0.73238 | 0.77713 | 0.8257 |  | 0.0018643 | 0.0035648 | 0.005893 | 0.0093009 | 0.014162 | 0.021082 | 0.029447 | 0.040413 | 0.053307 | 0.068785 | 0.091389 | 0.11821 | 0.15516 | 0.1958 | 0.24549 | 0.29746 | 0.35335 | 0.41064 | 0.46881 | 0.52461 | 0.58398 | 0.64574 | 0.70784 | 0.77193 | 0.83279 | 0.89547 | 0.95697 | 1.0177 | 1.0784 | 1.1406 | 1.1953 | 1.2514 |  | 0.0018643 | 0.013389 | 0.019225 | 0.029304 | 0.042952 | 0.068763 | 0.10938 | 0.16073 | 0.22073 | 0.28917 | 0.36857 | 0.45299 | 0.54398 | 0.63459 | 0.73014 | 0.82539 | 0.92128 | 1.0158 | 1.1083 | 1.1963 | 1.2759 | 1.343 | 1.4021 | 1.4551 | 1.4968 | 1.5356 | 1.5706 | 1.6058 | 1.6419 | 1.681 | 1.712 | 1.7481
Crown Lane |  | 0.0030352 | 0.0058037 | 0.0095943 | 0.015143 | 0.023057 | 0.034323 | 0.047942 | 0.065794 | 0.086787 | 0.11199 | 0.14834 | 0.19095 | 0.24984 | 0.31443 | 0.39356 | 0.47609 | 0.56473 | 0.65544 | 0.74732 | 0.83514 | 0.92838 | 1.0248 | 1.1209 | 1.2191 | 1.3115 | 1.4063 | 1.4991 | 1.5899 | 1.6802 | 1.7723 | 1.8518 | 1.9331 |  | 0.0030352 | 0.0058037 | 0.0030117 | 0.0046749 | 0.0069641 | 0.010275 | 0.014635 | 0.020638 | 0.027767 | 0.035747 | 0.04586 | 0.056041 | 0.069288 | 0.081737 | 0.096615 | 0.11087 | 0.12557 | 0.13998 | 0.15422 | 0.16728 | 0.18167 | 0.19685 | 0.21199 | 0.22779 | 0.24051 | 0.25545 | 0.2707 | 0.28495 | 0.29909 | 0.31488 | 0.32336 | 0.33571 |  | 0.0030352 | 0.0058037 | 0.0095943 | 0.015092 | 0.022738 | 0.033237 | 0.045199 | 0.059673 | 0.074968 | 0.091308 | 0.11383 | 0.13869 | 0.17222 | 0.20632 | 0.24763 | 0.28976 | 0.33495 | 0.38113 | 0.42847 | 0.47482 | 0.52606 | 0.58179 | 0.6408 | 0.70456 | 0.76521 | 0.83106 | 0.89771 | 0.96498 | 1.0343 | 1.1078 | 1.1709 | 1.24 |  | 0.0030352 | 0.0058037 | 0.0095943 | 0.015143 | 0.023057 | 0.034323 | 0.047942 | 0.065794 | 0.086787 | 0.11199 | 0.14834 | 0.19095 | 0.24984 | 0.31443 | 0.39356 | 0.47609 | 0.56473 | 0.65544 | 0.74732 | 0.83514 | 0.92838 | 1.0248 | 1.1209 | 1.2191 | 1.3115 | 1.4063 | 1.4991 | 1.5899 | 1.6802 | 1.7723 | 1.8518 | 1.9331 |  | 0.0030352 | 0.021798 | 0.031299 | 0.046237 | 0.06579 | 0.10072 | 0.15405 | 0.22121 | 0.29894 | 0.38712 | 0.4901 | 0.59907 | 0.71852 | 0.83712 | 0.96354 | 1.0893 | 1.2162 | 1.3415 | 1.4642 | 1.5808 | 1.6882 | 1.781 | 1.8643 | 1.9406 | 2.0019 | 2.0608 | 2.1157 | 2.1703 | 2.2262 | 2.2868 | 2.334 | 2.3891
Culcheth |  | 0.0018188 | 0.0034777 | 0.0057491 | 0.0090738 | 0.013816 | 0.020567 | 0.028728 | 0.039426 | 0.052005 | 0.067105 | 0.088476 | 0.11303 | 0.14715 | 0.18442 | 0.2302 | 0.27776 | 0.32873 | 0.38075 | 0.43323 | 0.48312 | 0.5359 | 0.58995 | 0.64282 | 0.69613 | 0.74525 | 0.79536 | 0.84424 | 0.89121 | 0.9373 | 0.9841 | 1.0227 | 1.0622 |  | 0.0018188 | 0.0034777 | 0.0018047 | 0.0028013 | 0.0041731 | 0.006157 | 0.00877 | 0.012367 | 0.016639 | 0.02142 | 0.02748 | 0.033581 | 0.041519 | 0.048979 | 0.057894 | 0.066437 | 0.075242 | 0.083882 | 0.092413 | 0.10024 | 0.10886 | 0.11796 | 0.12703 | 0.1365 | 0.14412 | 0.15307 | 0.16221 | 0.17075 | 0.17922 | 0.18868 | 0.19377 | 0.20116 |  | 0.0018188 | 0.0034777 | 0.0057491 | 0.0090434 | 0.013625 | 0.019917 | 0.027084 | 0.035758 | 0.044923 | 0.054714 | 0.067796 | 0.081719 | 0.10064 | 0.11963 | 0.14276 | 0.16611 | 0.19104 | 0.21637 | 0.24217 | 0.26721 | 0.29482 | 0.32447 | 0.35516 | 0.38778 | 0.4179 | 0.45066 | 0.48385 | 0.51673 | 0.55022 | 0.58587 | 0.61475 | 0.64689 |  | 0.0018188 | 0.0034777 | 0.0057491 | 0.0090738 | 0.013816 | 0.020567 | 0.028728 | 0.039426 | 0.052005 | 0.067105 | 0.088476 | 0.11303 | 0.14715 | 0.18442 | 0.2302 | 0.27776 | 0.32873 | 0.38075 | 0.43323 | 0.48312 | 0.5359 | 0.58995 | 0.64282 | 0.69613 | 0.74525 | 0.79536 | 0.84424 | 0.89121 | 0.9373 | 0.9841 | 1.0227 | 1.0622 |  | 0.0018188 | 0.013062 | 0.018755 | 0.026353 | 0.035621 | 0.049883 | 0.069747 | 0.094531 | 0.12243 | 0.15361 | 0.19096 | 0.23004 | 0.27544 | 0.3203 | 0.36988 | 0.41912 | 0.4694 | 0.51942 | 0.56878 | 0.61593 | 0.66192 | 0.70477 | 0.74523 | 0.78454 | 0.81763 | 0.85154 | 0.88454 | 0.91683 | 0.94948 | 0.98459 | 1.0111 | 1.0419
Cutacre |  | 3.6903e-06 | 7.0562e-06 | 6 | 6 | 6 | 6 | 6.0001 | 6.0001 | 6.0001 | 6.0001 | 6.0002 | 6.0003 | 6.0004 | 6.0005 | 6.0007 | 6.0009 | 6.001 | 6.0012 | 6.0015 | 6.0017 | 6.0019 | 6.0022 | 6.0024 | 6.0028 | 6.0031 | 6.0035 | 6.0038 | 6.0042 | 6.0046 | 6.0051 | 6.0055 | 6.0059 |  | 3.6903e-06 | 7.0562e-06 | 3.6616e-06 | 5.6838e-06 | 8.467e-06 | 1.2492e-05 | 1.7794e-05 | 2.5092e-05 | 3.376e-05 | 4.3461e-05 | 5.5757e-05 | 6.8135e-05 | 8.4241e-05 | 9.9376e-05 | 0.00011747 | 0.0001348 | 0.00015266 | 0.00017019 | 0.0001875 | 0.00020338 | 0.00022088 | 0.00023933 | 0.00025774 | 0.00027695 | 0.00029242 | 0.00031058 | 0.00032912 | 0.00034644 | 0.00036363 | 0.00038283 | 0.00039315 | 0.00040816 |  | 3.6903e-06 | 7.0562e-06 | 6 | 6 | 6 | 6 | 6.0001 | 6.0001 | 6.0001 | 6.0001 | 6.0002 | 6.0002 | 6.0003 | 6.0004 | 6.0005 | 6.0006 | 6.0008 | 6.0009 | 6.0011 | 6.0012 | 6.0014 | 6.0016 | 6.0019 | 6.0021 | 6.0024 | 6.0028 | 6.0031 | 6.0035 | 6.0038 | 6.0042 | 6.0047 | 6.0051 |  | 3.6903e-06 | 7.0562e-06 | 6 | 6 | 6 | 6 | 6.0001 | 6.0001 | 6.0001 | 6.0001 | 6.0002 | 6.0003 | 6.0004 | 6.0005 | 6.0007 | 6.0009 | 6.001 | 6.0012 | 6.0015 | 6.0017 | 6.0019 | 6.0022 | 6.0024 | 6.0028 | 6.0031 | 6.0035 | 6.0038 | 6.0042 | 6.0046 | 6.0051 | 6.0055 | 6.0059 |  | 3.6903e-06 | 2.6502e-05 | 3.8054e-05 | 0.00010695 | 0.00022253 | 0.00051294 | 0.0010264 | 0.0016819 | 0.0024699 | 0.0033811 | 0.0044107 | 0.0055165 | 0.0066339 | 0.0077513 | 0.0088776 | 0.010001 | 0.011113 | 0.012197 | 0.013244 | 0.01423 | 0.015044 | 0.015633 | 0.016087 | 0.016422 | 0.016635 | 0.01676 | 0.016824 | 0.016909 | 0.017011 | 0.017132 | 0.017256 | 0.017406
Deansgate |  | 7.99e-05 | 0.00015278 | 0.00025256 | 0.00039861 | 0.00060696 | 0.00090352 | 0.001262 | 0.001732 | 0.0022846 | 0.0029479 | 0.0047693 | 0.0079313 | 0.011938 | 0.016651 | 0.022159 | 0.028308 | 0.035164 | 0.042467 | 0.050306 | 0.058393 | 0.067369 | 0.077763 | 0.090046 | 0.10428 | 0.11964 | 0.13605 | 0.1525 | 0.17028 | 0.18928 | 0.2091 | 0.22976 | 0.25107 |  | 7.99e-05 | 0.00015278 | 7.928e-05 | 0.00012306 | 0.00018332 | 0.00027048 | 0.00038526 | 0.00054328 | 0.00073094 | 0.000941 | 0.0012072 | 0.0014752 | 0.001824 | 0.0021516 | 0.0025433 | 0.0029186 | 0.0033054 | 0.003685 | 0.0040597 | 0.0044035 | 0.0047823 | 0.0051818 | 0.0055804 | 0.0059964 | 0.0063313 | 0.0067245 | 0.0071259 | 0.007501 | 0.0078732 | 0.0082889 | 0.0085122 | 0.0088372 |  | 7.99e-05 | 0.00015278 | 0.00025256 | 0.00039728 | 0.00059855 | 0.00087494 | 0.0011898 | 0.0015708 | 0.0019735 | 0.0024036 | 0.0038608 | 0.0065557 | 0.0098947 | 0.013805 | 0.018318 | 0.023403 | 0.029115 | 0.035246 | 0.041913 | 0.048908 | 0.056779 | 0.066101 | 0.077409 | 0.090729 | 0.10526 | 0.12091 | 0.13667 | 0.15383 | 0.17228 | 0.19161 | 0.21184 | 0.23282 |  | 7.99e-05 | 0.00015278 | 0.00025256 | 0.00039861 | 0.00060696 | 0.00090352 | 0.001262 | 0.001732 | 0.0022846 | 0.0029479 | 0.0047693 | 0.0079313 | 0.011938 | 0.016651 | 0.022159 | 0.028308 | 0.035164 | 0.042467 | 0.050306 | 0.058393 | 0.067369 | 0.077763 | 0.090046 | 0.10428 | 0.11964 | 0.13605 | 0.1525 | 0.17028 | 0.18928 | 0.2091 | 0.22976 | 0.25107 |  | 7.99e-05 | 0.00057381 | 0.00082392 | 0.0040537 | 0.0097045 | 0.024389 | 0.050675 | 0.084313 | 0.12495 | 0.1721 | 0.22536 | 0.28279 | 0.34061 | 0.39866 | 0.45709 | 0.51559 | 0.5736 | 0.63028 | 0.68525 | 0.73724 | 0.78028 | 0.81156 | 0.83583 | 0.85377 | 0.86546 | 0.87228 | 0.87567 | 0.88006 | 0.88515 | 0.89089 | 0.89721 | 0.90438
Denton East |  | 0.0046477 | 0.008887 | 0.014691 | 0.023187 | 0.035306 | 0.052557 | 0.073412 | 0.10075 | 0.13289 | 0.17148 | 0.22603 | 0.28865 | 0.37568 | 0.47071 | 0.58748 | 0.70876 | 0.83869 | 0.97129 | 1.105 | 1.2321 | 1.3666 | 1.5041 | 1.6386 | 1.774 | 1.8986 | 2.0257 | 2.1496 | 2.2685 | 2.3851 | 2.5034 | 2.6008 | 2.7004 |  | 0.0046477 | 0.008887 | 0.0046117 | 0.0071585 | 0.010664 | 0.015734 | 0.022411 | 0.031602 | 0.042519 | 0.054738 | 0.070224 | 0.085813 | 0.1061 | 0.12516 | 0.14794 | 0.16977 | 0.19227 | 0.21435 | 0.23615 | 0.25615 | 0.27819 | 0.30143 | 0.32461 | 0.34881 | 0.36829 | 0.39116 | 0.41451 | 0.43633 | 0.45798 | 0.48216 | 0.49515 | 0.51406 |  | 0.0046477 | 0.008887 | 0.014691 | 0.02311 | 0.034818 | 0.050895 | 0.069212 | 0.091375 | 0.1148 | 0.13982 | 0.17319 | 0.20863 | 0.25682 | 0.30517 | 0.36403 | 0.42344 | 0.48683 | 0.55124 | 0.6168 | 0.68039 | 0.7505 | 0.82572 | 0.90347 | 0.98601 | 1.0621 | 1.1448 | 1.2286 | 1.3116 | 1.396 | 1.4858 | 1.5582 | 1.639 |  | 0.0046477 | 0.008887 | 0.014691 | 0.023187 | 0.035306 | 0.052557 | 0.073412 | 0.10075 | 0.13289 | 0.17148 | 0.22603 | 0.28865 | 0.37568 | 0.47071 | 0.58748 | 0.70876 | 0.83869 | 0.97129 | 1.105 | 1.2321 | 1.3666 | 1.5041 | 1.6386 | 1.774 | 1.8986 | 2.0257 | 2.1496 | 2.2685 | 2.3851 | 2.5034 | 2.6008 | 2.7004 |  | 0.0046477 | 0.033378 | 0.047927 | 0.067156 | 0.090502 | 0.12604 | 0.17515 | 0.23635 | 0.30503 | 0.38161 | 0.47351 | 0.56946 | 0.68147 | 0.79199 | 0.91445 | 1.0359 | 1.16 | 1.2834 | 1.4051 | 1.5213 | 1.6349 | 1.7413 | 1.8419 | 1.94 | 2.0227 | 2.1078 | 2.1909 | 2.2722 | 2.3545 | 2.4431 | 2.5097 | 2.5876
Denton West |  | 0.0029302 | 0.0056028 | 0.0092622 | 0.014618 | 0.022259 | 0.033135 | 0.046283 | 0.063517 | 0.083783 | 0.10811 | 0.14252 | 0.18205 | 0.23697 | 0.29696 | 0.37066 | 0.44721 | 0.52923 | 0.61294 | 0.6974 | 0.77766 | 0.86256 | 0.94949 | 1.0345 | 1.1201 | 1.199 | 1.2794 | 1.3579 | 1.4332 | 1.5071 | 1.5821 | 1.6439 | 1.7071 |  | 0.0029302 | 0.0056028 | 0.0029074 | 0.0045131 | 0.0067231 | 0.0099192 | 0.014129 | 0.019924 | 0.026806 | 0.03451 | 0.044273 | 0.054101 | 0.06689 | 0.078908 | 0.093271 | 0.10703 | 0.12122 | 0.13514 | 0.14888 | 0.16149 | 0.17538 | 0.19003 | 0.20465 | 0.21991 | 0.23219 | 0.24661 | 0.26133 | 0.27508 | 0.28873 | 0.30398 | 0.31217 | 0.32409 |  | 0.0029302 | 0.0056028 | 0.0092622 | 0.014569 | 0.021951 | 0.032087 | 0.043635 | 0.057607 | 0.072373 | 0.088148 | 0.10921 | 0.1316 | 0.16204 | 0.19259 | 0.22978 | 0.26733 | 0.3074 | 0.34813 | 0.38959 | 0.42982 | 0.47417 | 0.52178 | 0.57102 | 0.62333 | 0.67159 | 0.72407 | 0.77724 | 0.82987 | 0.88345 | 0.94049 | 0.98659 | 1.0379 |  | 0.0029302 | 0.0056028 | 0.0092622 | 0.014618 | 0.022259 | 0.033135 | 0.046283 | 0.063517 | 0.083783 | 0.10811 | 0.14252 | 0.18205 | 0.23697 | 0.29696 | 0.37066 | 0.44721 | 0.52923 | 0.61294 | 0.6974 | 0.77766 | 0.86256 | 0.94949 | 1.0345 | 1.1201 | 1.199 | 1.2794 | 1.3579 | 1.4332 | 1.5071 | 1.5821 | 1.6439 | 1.7071 |  | 0.0029302 | 0.021043 | 0.030216 | 0.042405 | 0.057244 | 0.079956 | 0.11147 | 0.15076 | 0.19493 | 0.24423 | 0.30333 | 0.36509 | 0.43699 | 0.50798 | 0.58651 | 0.66445 | 0.74404 | 0.82318 | 0.90124 | 0.97575 | 1.0485 | 1.1164 | 1.1806 | 1.2431 | 1.2956 | 1.3496 | 1.4022 | 1.4538 | 1.5059 | 1.562 | 1.6042 | 1.6536
Dickinson St |  | 0.00057874 | 0.0011066 | 0.0018294 | 0.0028873 | 0.0043964 | 0.0065445 | 0.0091413 | 0.012545 | 0.016548 | 0.021353 | 0.028754 | 0.037987 | 0.050552 | 0.064507 | 0.08146 | 0.099364 | 0.11873 | 0.13871 | 0.1592 | 0.1791 | 0.20046 | 0.22316 | 0.24682 | 0.27195 | 0.29667 | 0.3224 | 0.34783 | 0.37363 | 0.40004 | 0.42723 | 0.45267 | 0.47881 |  | 0.00057874 | 0.0011066 | 0.00057425 | 0.00089138 | 0.0013279 | 0.0019592 | 0.0027906 | 0.0039352 | 0.0052945 | 0.006816 | 0.0087443 | 0.010686 | 0.013212 | 0.015585 | 0.018422 | 0.02114 | 0.023942 | 0.026691 | 0.029406 | 0.031896 | 0.03464 | 0.037534 | 0.040421 | 0.043434 | 0.04586 | 0.048708 | 0.051616 | 0.054332 | 0.057028 | 0.06004 | 0.061657 | 0.064011 |  | 0.00057874 | 0.0011066 | 0.0018294 | 0.0028776 | 0.0043355 | 0.0063375 | 0.0086183 | 0.011378 | 0.014295 | 0.01741 | 0.022174 | 0.028023 | 0.035751 | 0.043893 | 0.053636 | 0.063835 | 0.074918 | 0.086408 | 0.098399 | 0.1104 | 0.12375 | 0.13868 | 0.15528 | 0.17383 | 0.1925 | 0.21272 | 0.23315 | 0.25447 | 0.27687 | 0.30051 | 0.32284 | 0.34665 |  | 0.00057874 | 0.0011066 | 0.0018294 | 0.0028873 | 0.0043964 | 0.0065445 | 0.0091413 | 0.012545 | 0.016548 | 0.021353 | 0.028754 | 0.037987 | 0.050552 | 0.064507 | 0.08146 | 0.099364 | 0.11873 | 0.13871 | 0.1592 | 0.1791 | 0.20046 | 0.22316 | 0.24682 | 0.27195 | 0.29667 | 0.3224 | 0.34783 | 0.37363 | 0.40004 | 0.42723 | 0.45267 | 0.47881 |  | 0.00057874 | 0.0041563 | 0.0059679 | 0.010359 | 0.016883 | 0.031044 | 0.054786 | 0.085005 | 0.12095 | 0.16237 | 0.20982 | 0.26072 | 0.31381 | 0.36698 | 0.42186 | 0.47679 | 0.53178 | 0.58589 | 0.63873 | 0.68899 | 0.73286 | 0.76782 | 0.7973 | 0.82213 | 0.84084 | 0.85639 | 0.86922 | 0.88246 | 0.89618 | 0.91098 | 0.9236 | 0.93799
Didsbury |  | 0.0030095 | 0.0057544 | 0.0095128 | 0.015014 | 0.022861 | 0.034031 | 0.047535 | 0.065236 | 0.08605 | 0.11104 | 0.14659 | 0.1877 | 0.24472 | 0.30708 | 0.38362 | 0.46323 | 0.5486 | 0.63581 | 0.7239 | 0.80777 | 0.89659 | 0.98782 | 1.0775 | 1.1683 | 1.2525 | 1.3385 | 1.4224 | 1.5035 | 1.5835 | 1.6647 | 1.7327 | 1.8022 |  | 0.0030095 | 0.0057544 | 0.0029861 | 0.0046352 | 0.006905 | 0.010188 | 0.014511 | 0.020463 | 0.027531 | 0.035443 | 0.04547 | 0.055565 | 0.0687 | 0.081042 | 0.095794 | 0.10993 | 0.1245 | 0.1388 | 0.15291 | 0.16586 | 0.18013 | 0.19518 | 0.21019 | 0.22586 | 0.23847 | 0.25328 | 0.2684 | 0.28253 | 0.29655 | 0.31221 | 0.32061 | 0.33286 |  | 0.0030095 | 0.0057544 | 0.0095128 | 0.014964 | 0.022545 | 0.032955 | 0.044815 | 0.059166 | 0.074332 | 0.090533 | 0.11238 | 0.13588 | 0.16776 | 0.19988 | 0.23894 | 0.27849 | 0.32077 | 0.36382 | 0.40776 | 0.45051 | 0.49769 | 0.54854 | 0.60151 | 0.65809 | 0.71082 | 0.76811 | 0.82612 | 0.88391 | 0.94297 | 1.0058 | 1.0576 | 1.115 |  | 0.0030095 | 0.0057544 | 0.0095128 | 0.015014 | 0.022861 | 0.034031 | 0.047535 | 0.065236 | 0.08605 | 0.11104 | 0.14659 | 0.1877 | 0.24472 | 0.30708 | 0.38362 | 0.46323 | 0.5486 | 0.63581 | 0.7239 | 0.80777 | 0.89659 | 0.98782 | 1.0775 | 1.1683 | 1.2525 | 1.3385 | 1.4224 | 1.5035 | 1.5835 | 1.6647 | 1.7327 | 1.8022 |  | 0.0030095 | 0.021613 | 0.031033 | 0.044258 | 0.060777 | 0.087459 | 0.12587 | 0.17397 | 0.22872 | 0.29026 | 0.36328 | 0.44001 | 0.5272 | 0.61354 | 0.70768 | 0.80126 | 0.89642 | 0.99082 | 1.0837 | 1.1723 | 1.257 | 1.334 | 1.4055 | 1.4738 | 1.5304 | 1.5874 | 1.6421 | 1.6959 | 1.7505 | 1.8093 | 1.854 | 1.9062
Dodgson Rd |  | 0.0014867 | 0.0028428 | 0.0046995 | 0.0074172 | 0.011294 | 0.016812 | 0.023483 | 0.032228 | 0.042511 | 0.054854 | 0.072564 | 0.093208 | 0.12178 | 0.15309 | 0.19147 | 0.23146 | 0.27438 | 0.31828 | 0.3627 | 0.40509 | 0.45005 | 0.49643 | 0.54237 | 0.5892 | 0.63297 | 0.67782 | 0.72169 | 0.76438 | 0.8067 | 0.84981 | 0.88659 | 0.92423 |  | 0.0014867 | 0.0028428 | 0.0014752 | 0.0022899 | 0.0034112 | 0.0050329 | 0.0071689 | 0.010109 | 0.013601 | 0.01751 | 0.022463 | 0.02745 | 0.033939 | 0.040037 | 0.047325 | 0.054308 | 0.061506 | 0.068568 | 0.075542 | 0.081938 | 0.088988 | 0.096422 | 0.10384 | 0.11158 | 0.11781 | 0.12513 | 0.1326 | 0.13958 | 0.1465 | 0.15424 | 0.15839 | 0.16444 |  | 0.0014867 | 0.0028428 | 0.0046995 | 0.0073924 | 0.011138 | 0.016281 | 0.02214 | 0.029229 | 0.036722 | 0.044725 | 0.055661 | 0.067611 | 0.083762 | 0.10013 | 0.11999 | 0.14019 | 0.16183 | 0.18391 | 0.20651 | 0.2286 | 0.25299 | 0.27942 | 0.30723 | 0.33714 | 0.36538 | 0.39604 | 0.42709 | 0.45827 | 0.49029 | 0.52429 | 0.55308 | 0.58471 |  | 0.0014867 | 0.0028428 | 0.0046995 | 0.0074172 | 0.011294 | 0.016812 | 0.023483 | 0.032228 | 0.042511 | 0.054854 | 0.072564 | 0.093208 | 0.12178 | 0.15309 | 0.19147 | 0.23146 | 0.27438 | 0.31828 | 0.3627 | 0.40509 | 0.45005 | 0.49643 | 0.54237 | 0.5892 | 0.63297 | 0.67782 | 0.72169 | 0.76438 | 0.8067 | 0.84981 | 0.88659 | 0.92423 |  | 0.0014867 | 0.010677 | 0.015331 | 0.022334 | 0.031345 | 0.046847 | 0.070034 | 0.099195 | 0.13278 | 0.17079 | 0.21544 | 0.26263 | 0.31502 | 0.36704 | 0.42296 | 0.47863 | 0.53501 | 0.5908 | 0.64561 | 0.69781 | 0.74663 | 0.78971 | 0.82894 | 0.8655 | 0.89534 | 0.9245 | 0.95199 | 0.97917 | 1.0068 | 1.0366 | 1.0596 | 1.0864
Douglas St |  | 0.0010072 | 0.0019259 | 0.0031838 | 0.005025 | 0.0076515 | 0.01139 | 0.01591 | 0.021834 | 0.0288 | 0.037163 | 0.049506 | 0.064307 | 0.084646 | 0.10706 | 0.13443 | 0.1631 | 0.19398 | 0.22567 | 0.25792 | 0.28893 | 0.32198 | 0.35654 | 0.39158 | 0.428 | 0.46288 | 0.49889 | 0.53429 | 0.56946 | 0.60489 | 0.64116 | 0.67362 | 0.70691 |  | 0.0010072 | 0.0019259 | 0.00099942 | 0.0015514 | 0.002311 | 0.0034097 | 0.0048568 | 0.0068487 | 0.0092145 | 0.011863 | 0.015219 | 0.018597 | 0.022993 | 0.027124 | 0.032062 | 0.036793 | 0.041669 | 0.046454 | 0.051178 | 0.055512 | 0.060287 | 0.065324 | 0.070348 | 0.075593 | 0.079814 | 0.084771 | 0.089831 | 0.094559 | 0.099251 | 0.10449 | 0.10731 | 0.1114 |  | 0.0010072 | 0.0019259 | 0.0031838 | 0.0050082 | 0.0075455 | 0.01103 | 0.014999 | 0.019802 | 0.024878 | 0.0303 | 0.038054 | 0.046965 | 0.058888 | 0.071181 | 0.086001 | 0.10127 | 0.11773 | 0.13464 | 0.15211 | 0.16936 | 0.18847 | 0.20952 | 0.23228 | 0.25724 | 0.28159 | 0.308 | 0.3347 | 0.36208 | 0.39052 | 0.42062 | 0.44768 | 0.47689 |  | 0.0010072 | 0.0019259 | 0.0031838 | 0.005025 | 0.0076515 | 0.01139 | 0.01591 | 0.021834 | 0.0288 | 0.037163 | 0.049506 | 0.064307 | 0.084646 | 0.10706 | 0.13443 | 0.1631 | 0.19398 | 0.22567 | 0.25792 | 0.28893 | 0.32198 | 0.35654 | 0.39158 | 0.428 | 0.46288 | 0.49889 | 0.53429 | 0.56946 | 0.60489 | 0.64116 | 0.67362 | 0.70691 |  | 0.0010072 | 0.0072335 | 0.010387 | 0.016263 | 0.024416 | 0.040519 | 0.066388 | 0.099136 | 0.13759 | 0.18154 | 0.23227 | 0.28628 | 0.34378 | 0.40106 | 0.46096 | 0.52065 | 0.58053 | 0.63942 | 0.69689 | 0.7514 | 0.79996 | 0.8399 | 0.87446 | 0.90471 | 0.92804 | 0.94901 | 0.96756 | 0.98639 | 1.0059 | 1.0272 | 1.0443 | 1.0643
Droylsden East |  | 0.0054394 | 0.010401 | 0.017194 | 0.027137 | 0.04132 | 0.06151 | 0.085917 | 0.11791 | 0.15553 | 0.20069 | 0.26429 | 0.337 | 0.43816 | 0.54853 | 0.68423 | 0.82505 | 0.97584 | 1.1296 | 1.2847 | 1.4318 | 1.5873 | 1.7461 | 1.9006 | 2.0558 | 2.198 | 2.3428 | 2.4838 | 2.6186 | 2.7503 | 2.8838 | 2.9926 | 3.1036 |  | 0.0054394 | 0.010401 | 0.0053972 | 0.0083779 | 0.01248 | 0.018414 | 0.026228 | 0.036985 | 0.049761 | 0.064062 | 0.082185 | 0.10043 | 0.12417 | 0.14648 | 0.17314 | 0.19869 | 0.22503 | 0.25087 | 0.27638 | 0.29978 | 0.32557 | 0.35277 | 0.3799 | 0.40823 | 0.43102 | 0.45779 | 0.48512 | 0.51065 | 0.53599 | 0.5643 | 0.57949 | 0.60162 |  | 0.0054394 | 0.010401 | 0.017194 | 0.027046 | 0.040748 | 0.059565 | 0.081001 | 0.10694 | 0.13435 | 0.16363 | 0.20245 | 0.24335 | 0.29905 | 0.35479 | 0.42272 | 0.49113 | 0.56405 | 0.63805 | 0.71325 | 0.78606 | 0.86628 | 0.95211 | 1.0403 | 1.1336 | 1.219 | 1.3119 | 1.406 | 1.4987 | 1.5927 | 1.6929 | 1.7724 | 1.8614 |  | 0.0054394 | 0.010401 | 0.017194 | 0.027137 | 0.04132 | 0.06151 | 0.085917 | 0.11791 | 0.15553 | 0.20069 | 0.26429 | 0.337 | 0.43816 | 0.54853 | 0.68423 | 0.82505 | 0.97584 | 1.1296 | 1.2847 | 1.4318 | 1.5873 | 1.7461 | 1.9006 | 2.0558 | 2.198 | 2.3428 | 2.4838 | 2.6186 | 2.7503 | 2.8838 | 2.9926 | 3.1036 |  | 0.0054394 | 0.039064 | 0.056091 | 0.077796 | 0.10367 | 0.14133 | 0.19167 | 0.25417 | 0.32353 | 0.40036 | 0.49355 | 0.59038 | 0.70601 | 0.8199 | 0.94776 | 1.0745 | 1.2045 | 1.3341 | 1.4623 | 1.5849 | 1.7071 | 1.824 | 1.9362 | 2.0472 | 2.1418 | 2.2406 | 2.338 | 2.4329 | 2.5287 | 2.6317 | 2.7086 | 2.7985
Dukinfield |  | 0.0016979 | 0.0032466 | 0.005367 | 0.0084707 | 0.012898 | 0.0192 | 0.026819 | 0.036806 | 0.048549 | 0.062646 | 0.082554 | 0.10538 | 0.13711 | 0.17176 | 0.21434 | 0.25855 | 0.30591 | 0.35423 | 0.40296 | 0.44925 | 0.4982 | 0.54828 | 0.59717 | 0.64638 | 0.69162 | 0.73774 | 0.78271 | 0.82583 | 0.86807 | 0.91092 | 0.94612 | 0.98208 |  | 0.0016979 | 0.0032466 | 0.0016847 | 0.0026152 | 0.0038957 | 0.0057478 | 0.0081871 | 0.011545 | 0.015533 | 0.019997 | 0.025654 | 0.031349 | 0.03876 | 0.045724 | 0.054047 | 0.062022 | 0.070242 | 0.078308 | 0.086271 | 0.093577 | 0.10163 | 0.11012 | 0.11859 | 0.12743 | 0.13454 | 0.1429 | 0.15143 | 0.1594 | 0.16731 | 0.17614 | 0.18089 | 0.1878 |  | 0.0016979 | 0.0032466 | 0.005367 | 0.0084424 | 0.01272 | 0.018593 | 0.025284 | 0.033381 | 0.041937 | 0.051078 | 0.06325 | 0.076149 | 0.093694 | 0.11128 | 0.13271 | 0.15431 | 0.17737 | 0.20078 | 0.2246 | 0.24769 | 0.27315 | 0.30044 | 0.32863 | 0.35852 | 0.38603 | 0.41595 | 0.44627 | 0.47623 | 0.50671 | 0.53916 | 0.56524 | 0.59433 |  | 0.0016979 | 0.0032466 | 0.005367 | 0.0084707 | 0.012898 | 0.0192 | 0.026819 | 0.036806 | 0.048549 | 0.062646 | 0.082554 | 0.10538 | 0.13711 | 0.17176 | 0.21434 | 0.25855 | 0.30591 | 0.35423 | 0.40296 | 0.44925 | 0.4982 | 0.54828 | 0.59717 | 0.64638 | 0.69162 | 0.73774 | 0.78271 | 0.82583 | 0.86807 | 0.91092 | 0.94612 | 0.98208 |  | 0.0016979 | 0.012194 | 0.017509 | 0.024466 | 0.032872 | 0.045551 | 0.062955 | 0.084623 | 0.10888 | 0.13588 | 0.16835 | 0.20222 | 0.24195 | 0.28112 | 0.32465 | 0.36781 | 0.41194 | 0.45584 | 0.49917 | 0.54052 | 0.58115 | 0.61935 | 0.6556 | 0.69107 | 0.721 | 0.75196 | 0.78225 | 0.81188 | 0.84184 | 0.87413 | 0.89833 | 0.92665
Dumers Lane |  | 0.00070775 | 0.0013533 | 0.0022372 | 0.0035309 | 0.0053764 | 0.0080034 | 0.011179 | 0.015342 | 0.020237 | 0.026113 | 0.034682 | 0.044835 | 0.058829 | 0.074213 | 0.09303 | 0.1127 | 0.13385 | 0.15553 | 0.17753 | 0.19862 | 0.22106 | 0.24438 | 0.26781 | 0.29197 | 0.31488 | 0.33847 | 0.36161 | 0.38441 | 0.40723 | 0.43055 | 0.45105 | 0.47205 |  | 0.00070775 | 0.0013533 | 0.00070226 | 0.0010901 | 0.0016239 | 0.0023959 | 0.0034127 | 0.0048124 | 0.0064747 | 0.0083354 | 0.010694 | 0.013068 | 0.016157 | 0.019059 | 0.022529 | 0.025853 | 0.029279 | 0.032641 | 0.035961 | 0.039006 | 0.042362 | 0.045901 | 0.049431 | 0.053117 | 0.056082 | 0.059566 | 0.063122 | 0.066444 | 0.069741 | 0.073424 | 0.075401 | 0.07828 |  | 0.00070775 | 0.0013533 | 0.0022372 | 0.0035191 | 0.005302 | 0.0077503 | 0.010539 | 0.013914 | 0.017481 | 0.021291 | 0.026635 | 0.03265 | 0.04073 | 0.049003 | 0.059003 | 0.069251 | 0.08027 | 0.091562 | 0.10318 | 0.1146 | 0.12725 | 0.14108 | 0.15588 | 0.17198 | 0.1875 | 0.20434 | 0.22137 | 0.23869 | 0.25661 | 0.27559 | 0.29229 | 0.31042 |  | 0.00070775 | 0.0013533 | 0.0022372 | 0.0035309 | 0.0053764 | 0.0080034 | 0.011179 | 0.015342 | 0.020237 | 0.026113 | 0.034682 | 0.044835 | 0.058829 | 0.074213 | 0.09303 | 0.1127 | 0.13385 | 0.15553 | 0.17753 | 0.19862 | 0.22106 | 0.24438 | 0.26781 | 0.29197 | 0.31488 | 0.33847 | 0.36161 | 0.38441 | 0.40723 | 0.43055 | 0.45105 | 0.47205 |  | 0.00070775 | 0.0050828 | 0.0072983 | 0.011084 | 0.016192 | 0.025806 | 0.040894 | 0.059952 | 0.082189 | 0.10752 | 0.13691 | 0.16812 | 0.20178 | 0.23525 | 0.27056 | 0.30572 | 0.34109 | 0.37593 | 0.40998 | 0.44231 | 0.47155 | 0.49616 | 0.51783 | 0.53724 | 0.55251 | 0.56671 | 0.57962 | 0.59259 | 0.60594 | 0.62046 | 0.63192 | 0.64534
Dumplington |  | 2.5829e-07 | 4.9389e-07 | 8.1646e-07 | 1.2886e-06 | 1.9621e-06 | 2.9208e-06 | 4.0798e-06 | 5.599e-06 | 7.3855e-06 | 9.53e-06 | 0.00032147 | 0.0010542 | 0.0019371 | 0.0030195 | 0.004251 | 0.0056801 | 0.0073055 | 0.0090724 | 0.011021 | 0.013096 | 0.015443 | 0.018272 | 0.021791 | 0.025995 | 0.030667 | 0.035703 | 0.040777 | 0.04636 | 0.052391 | 0.058708 | 0.065457 | 0.072425 |  | 2.5829e-07 | 4.9389e-07 | 2.5629e-07 | 3.9783e-07 | 5.9264e-07 | 8.7438e-07 | 1.2455e-06 | 1.7563e-06 | 2.363e-06 | 3.042e-06 | 3.9026e-06 | 4.769e-06 | 5.8964e-06 | 6.9557e-06 | 8.2218e-06 | 9.4351e-06 | 1.0685e-05 | 1.1912e-05 | 1.3124e-05 | 1.4235e-05 | 1.546e-05 | 1.6752e-05 | 1.804e-05 | 1.9385e-05 | 2.0467e-05 | 2.1739e-05 | 2.3036e-05 | 2.4249e-05 | 2.5452e-05 | 2.6796e-05 | 2.7518e-05 | 2.8568e-05 |  | 2.5829e-07 | 4.9389e-07 | 8.1646e-07 | 1.2843e-06 | 1.935e-06 | 2.8285e-06 | 3.8464e-06 | 5.0781e-06 | 6.3797e-06 | 7.7702e-06 | 0.00031853 | 0.0010497 | 0.0019305 | 0.0030103 | 0.0042386 | 0.0056643 | 0.0072859 | 0.009049 | 0.010994 | 0.013066 | 0.015408 | 0.018235 | 0.02175 | 0.025951 | 0.030621 | 0.035654 | 0.040726 | 0.046306 | 0.052336 | 0.058652 | 0.065399 | 0.072366 |  | 2.5829e-07 | 4.9389e-07 | 8.1646e-07 | 1.2886e-06 | 1.9621e-06 | 2.9208e-06 | 4.0798e-06 | 5.599e-06 | 7.3855e-06 | 9.53e-06 | 0.00032147 | 0.0010542 | 0.0019371 | 0.0030195 | 0.004251 | 0.0056801 | 0.0073055 | 0.0090724 | 0.011021 | 0.013096 | 0.015443 | 0.018272 | 0.021791 | 0.025995 | 0.030667 | 0.035703 | 0.040777 | 0.04636 | 0.052391 | 0.058708 | 0.065457 | 0.072425 |  | 2.5829e-07 | 1.855e-06 | 2.6635e-06 | 0.0010177 | 0.0028555 | 0.0078105 | 0.016781 | 0.028276 | 0.0422 | 0.058391 | 0.076662 | 0.096405 | 0.11622 | 0.13614 | 0.15614 | 0.17621 | 0.19611 | 0.21557 | 0.23447 | 0.25238 | 0.26715 | 0.27784 | 0.28609 | 0.29212 | 0.29603 | 0.29818 | 0.2991 | 0.30036 | 0.30183 | 0.30347 | 0.30542 | 0.30758
Eastlands |  | 0.00088953 | 0.0017009 | 0.0028118 | 0.0044378 | 0.0067573 | 0.010059 | 0.01405 | 0.019282 | 0.025435 | 0.03282 | 0.043534 | 0.056165 | 0.073598 | 0.092742 | 0.11618 | 0.14065 | 0.16695 | 0.19388 | 0.2212 | 0.24735 | 0.27514 | 0.30396 | 0.33278 | 0.36238 | 0.39032 | 0.41905 | 0.44719 | 0.47482 | 0.50239 | 0.53054 | 0.55506 | 0.58017 |  | 0.00088953 | 0.0017009 | 0.00088263 | 0.0013701 | 0.002041 | 0.0030112 | 0.0042892 | 0.0060484 | 0.0081377 | 0.010476 | 0.01344 | 0.016424 | 0.020306 | 0.023954 | 0.028315 | 0.032493 | 0.036799 | 0.041025 | 0.045197 | 0.049024 | 0.053242 | 0.05769 | 0.062127 | 0.066759 | 0.070486 | 0.074865 | 0.079334 | 0.083509 | 0.087653 | 0.092281 | 0.094767 | 0.098385 |  | 0.00088953 | 0.0017009 | 0.0028118 | 0.0044229 | 0.0066637 | 0.0097408 | 0.013246 | 0.017488 | 0.021971 | 0.026759 | 0.033421 | 0.04085 | 0.050851 | 0.061058 | 0.073409 | 0.086038 | 0.099604 | 0.11349 | 0.12775 | 0.14175 | 0.15724 | 0.17412 | 0.19209 | 0.21157 | 0.23022 | 0.25046 | 0.27093 | 0.29167 | 0.31308 | 0.33578 | 0.35552 | 0.37703 |  | 0.00088953 | 0.0017009 | 0.0028118 | 0.0044378 | 0.0067573 | 0.010059 | 0.01405 | 0.019282 | 0.025435 | 0.03282 | 0.043534 | 0.056165 | 0.073598 | 0.092742 | 0.11618 | 0.14065 | 0.16695 | 0.19388 | 0.2212 | 0.24735 | 0.27514 | 0.30396 | 0.33278 | 0.36238 | 0.39032 | 0.41905 | 0.44719 | 0.47482 | 0.50239 | 0.53054 | 0.55506 | 0.58017 |  | 0.00088953 | 0.0063882 | 0.0091728 | 0.013751 | 0.019846 | 0.031001 | 0.048268 | 0.070059 | 0.095408 | 0.12425 | 0.15783 | 0.19346 | 0.2322 | 0.27075 | 0.31163 | 0.35236 | 0.39344 | 0.43397 | 0.47367 | 0.51142 | 0.54594 | 0.57547 | 0.60177 | 0.62565 | 0.6447 | 0.66271 | 0.67927 | 0.69581 | 0.71274 | 0.73105 | 0.74542 | 0.76215
Easton |  | 0.00021823 | 0.00041728 | 0.00068982 | 0.0010887 | 0.0016578 | 0.0024678 | 0.003447 | 0.0047306 | 0.00624 | 0.0080518 | 0.010757 | 0.014037 | 0.018531 | 0.023495 | 0.029547 | 0.035902 | 0.042754 | 0.049795 | 0.056974 | 0.063899 | 0.071291 | 0.079057 | 0.086994 | 0.095296 | 0.10331 | 0.1116 | 0.11976 | 0.12792 | 0.13618 | 0.14465 | 0.15233 | 0.16021 |  | 0.00021823 | 0.00041728 | 0.00021654 | 0.00033612 | 0.00050072 | 0.00073876 | 0.0010523 | 0.0014839 | 0.0019965 | 0.0025702 | 0.0032973 | 0.0040293 | 0.0049818 | 0.0058769 | 0.0069466 | 0.0079717 | 0.0090282 | 0.010065 | 0.011088 | 0.012027 | 0.013062 | 0.014153 | 0.015242 | 0.016378 | 0.017293 | 0.018367 | 0.019463 | 0.020488 | 0.021504 | 0.02264 | 0.02325 | 0.024137 |  | 0.00021823 | 0.00041728 | 0.00068982 | 0.0010851 | 0.0016348 | 0.0023898 | 0.0032498 | 0.0042905 | 0.0053902 | 0.006565 | 0.0082759 | 0.01028 | 0.012951 | 0.015722 | 0.019055 | 0.022505 | 0.026232 | 0.030072 | 0.034049 | 0.037992 | 0.042365 | 0.047202 | 0.052479 | 0.058298 | 0.06403 | 0.070241 | 0.076519 | 0.082989 | 0.089734 | 0.096865 | 0.10338 | 0.11037 |  | 0.00021823 | 0.00041728 | 0.00068982 | 0.0010887 | 0.0016578 | 0.0024678 | 0.003447 | 0.0047306 | 0.00624 | 0.0080518 | 0.010757 | 0.014037 | 0.018531 | 0.023495 | 0.029547 | 0.035902 | 0.042754 | 0.049795 | 0.056974 | 0.063899 | 0.071291 | 0.079057 | 0.086994 | 0.095296 | 0.10331 | 0.1116 | 0.11976 | 0.12792 | 0.13618 | 0.14465 | 0.15233 | 0.16021 |  | 0.00021823 | 0.0015673 | 0.0022504 | 0.003625 | 0.0055748 | 0.0095518 | 0.016037 | 0.024259 | 0.033953 | 0.045058 | 0.057829 | 0.071448 | 0.085826 | 0.10016 | 0.11506 | 0.12992 | 0.14479 | 0.1594 | 0.17364 | 0.18714 | 0.19903 | 0.20866 | 0.21687 | 0.22394 | 0.2293 | 0.23399 | 0.23803 | 0.24218 | 0.2465 | 0.25123 | 0.25509 | 0.25961
Egremont |  | 0.0035019 | 0.006696 | 0.011069 | 0.017471 | 0.026602 | 0.0396 | 0.055313 | 0.07591 | 0.10013 | 0.1292 | 0.1705 | 0.21812 | 0.28422 | 0.35649 | 0.44522 | 0.53747 | 0.63636 | 0.73735 | 0.83932 | 0.93636 | 1.0391 | 1.1445 | 1.2479 | 1.3525 | 1.4493 | 1.5481 | 1.6445 | 1.7376 | 1.8291 | 1.9221 | 1.9996 | 2.0789 |  | 0.0035019 | 0.006696 | 0.0034747 | 0.0053936 | 0.0080348 | 0.011855 | 0.016886 | 0.023811 | 0.032036 | 0.041243 | 0.052911 | 0.064657 | 0.079941 | 0.094303 | 0.11147 | 0.12792 | 0.14487 | 0.16151 | 0.17793 | 0.193 | 0.2096 | 0.22711 | 0.24458 | 0.26281 | 0.27749 | 0.29473 | 0.31232 | 0.32876 | 0.34507 | 0.36329 | 0.37307 | 0.38732 |  | 0.0035019 | 0.006696 | 0.011069 | 0.017412 | 0.026234 | 0.038347 | 0.052148 | 0.068847 | 0.086494 | 0.10535 | 0.13068 | 0.15783 | 0.19467 | 0.23176 | 0.27686 | 0.32249 | 0.37125 | 0.42086 | 0.47145 | 0.52064 | 0.57491 | 0.63332 | 0.69406 | 0.75881 | 0.81899 | 0.88439 | 0.95065 | 1.0165 | 1.0838 | 1.1554 | 1.2141 | 1.2792 |  | 0.0035019 | 0.006696 | 0.011069 | 0.017471 | 0.026602 | 0.0396 | 0.055313 | 0.07591 | 0.10013 | 0.1292 | 0.1705 | 0.21812 | 0.28422 | 0.35649 | 0.44522 | 0.53747 | 0.63636 | 0.73735 | 0.83932 | 0.93636 | 1.0391 | 1.1445 | 1.2479 | 1.3525 | 1.4493 | 1.5481 | 1.6445 | 1.7376 | 1.8291 | 1.9221 | 1.9996 | 2.0789 |  | 0.0035019 | 0.025149 | 0.036111 | 0.051218 | 0.069931 | 0.099692 | 0.14209 | 0.19514 | 0.25532 | 0.32285 | 0.40326 | 0.48767 | 0.58431 | 0.67997 | 0.78475 | 0.88892 | 0.99504 | 1.1005 | 1.2044 | 1.3035 | 1.3991 | 1.4867 | 1.5685 | 1.6471 | 1.7128 | 1.7792 | 1.8433 | 1.9062 | 1.9698 | 2.0383 | 2.0902 | 2.1508
Embleton |  | 0.0025592 | 0.0048934 | 0.0080895 | 0.012768 | 0.019441 | 0.02894 | 0.040423 | 0.055475 | 0.073176 | 0.094423 | 0.12488 | 0.16034 | 0.20945 | 0.26323 | 0.32918 | 0.39788 | 0.47161 | 0.547 | 0.62328 | 0.69606 | 0.77323 | 0.85279 | 0.93152 | 1.0117 | 1.0866 | 1.1632 | 1.2382 | 1.3111 | 1.3834 | 1.4569 | 1.5195 | 1.5836 |  | 0.0025592 | 0.0048934 | 0.0025393 | 0.0039417 | 0.0058719 | 0.0086634 | 0.01234 | 0.017401 | 0.023412 | 0.03014 | 0.038667 | 0.047251 | 0.058421 | 0.068917 | 0.081462 | 0.093483 | 0.10587 | 0.11803 | 0.13003 | 0.14104 | 0.15318 | 0.16597 | 0.17874 | 0.19207 | 0.20279 | 0.21539 | 0.22824 | 0.24026 | 0.25218 | 0.26549 | 0.27264 | 0.28306 |  | 0.0025592 | 0.0048934 | 0.0080895 | 0.012725 | 0.019172 | 0.028024 | 0.03811 | 0.050314 | 0.06321 | 0.076987 | 0.095781 | 0.11628 | 0.144 | 0.17207 | 0.20614 | 0.24078 | 0.27787 | 0.31571 | 0.35444 | 0.39225 | 0.43402 | 0.47924 | 0.52676 | 0.57783 | 0.62596 | 0.67822 | 0.73113 | 0.78422 | 0.8387 | 0.89656 | 0.94542 | 0.99912 |  | 0.0025592 | 0.0048934 | 0.0080895 | 0.012768 | 0.019441 | 0.02894 | 0.040423 | 0.055475 | 0.073176 | 0.094423 | 0.12488 | 0.16034 | 0.20945 | 0.26323 | 0.32918 | 0.39788 | 0.47161 | 0.547 | 0.62328 | 0.69606 | 0.77323 | 0.85279 | 0.93152 | 1.0117 | 1.0866 | 1.1632 | 1.2382 | 1.3111 | 1.3834 | 1.4569 | 1.5195 | 1.5836 |  | 0.0025592 | 0.018379 | 0.02639 | 0.038347 | 0.053682 | 0.079854 | 0.11883 | 0.16782 | 0.22418 | 0.28792 | 0.3629 | 0.44208 | 0.53023 | 0.61775 | 0.71198 | 0.80578 | 0.90085 | 0.99498 | 1.0875 | 1.1756 | 1.2582 | 1.3315 | 1.3983 | 1.4608 | 1.512 | 1.5622 | 1.6096 | 1.6564 | 1.7041 | 1.7554 | 1.7949 | 1.841
Exchange St |  | 0.0029534 | 0.0056473 | 0.0093357 | 0.014734 | 0.022436 | 0.033398 | 0.04665 | 0.064021 | 0.084448 | 0.10897 | 0.14386 | 0.18418 | 0.24011 | 0.30128 | 0.37637 | 0.45446 | 0.5382 | 0.62373 | 0.71012 | 0.79238 | 0.87948 | 0.96895 | 1.0569 | 1.146 | 1.2286 | 1.313 | 1.3954 | 1.475 | 1.5535 | 1.6333 | 1.7001 | 1.7684 |  | 0.0029534 | 0.0056473 | 0.0029305 | 0.0045489 | 0.0067764 | 0.0099979 | 0.014241 | 0.020082 | 0.027019 | 0.034784 | 0.044624 | 0.05453 | 0.067421 | 0.079534 | 0.094011 | 0.10788 | 0.12218 | 0.13621 | 0.15006 | 0.16277 | 0.17677 | 0.19154 | 0.20628 | 0.22165 | 0.23403 | 0.24857 | 0.2634 | 0.27727 | 0.29103 | 0.30639 | 0.31465 | 0.32666 |  | 0.0029534 | 0.0056473 | 0.0093357 | 0.014685 | 0.022125 | 0.032342 | 0.043981 | 0.058065 | 0.072948 | 0.088847 | 0.11028 | 0.13333 | 0.16458 | 0.19608 | 0.23438 | 0.27315 | 0.31461 | 0.35681 | 0.39987 | 0.44177 | 0.48801 | 0.53785 | 0.5898 | 0.64529 | 0.69702 | 0.75324 | 0.81019 | 0.86694 | 0.92494 | 0.98662 | 1.0376 | 1.0939 |  | 0.0029534 | 0.0056473 | 0.0093357 | 0.014734 | 0.022436 | 0.033398 | 0.04665 | 0.064021 | 0.084448 | 0.10897 | 0.14386 | 0.18418 | 0.24011 | 0.30128 | 0.37637 | 0.45446 | 0.5382 | 0.62373 | 0.71012 | 0.79238 | 0.87948 | 0.96895 | 1.0569 | 1.146 | 1.2286 | 1.313 | 1.3954 | 1.475 | 1.5535 | 1.6333 | 1.7001 | 1.7684 |  | 0.0029534 | 0.02121 | 0.030456 | 0.043407 | 0.05957 | 0.085749 | 0.12348 | 0.17072 | 0.22448 | 0.2849 | 0.35657 | 0.43187 | 0.51742 | 0.60209 | 0.69441 | 0.78613 | 0.8794 | 0.97189 | 1.0629 | 1.1497 | 1.2326 | 1.3078 | 1.3777 | 1.4443 | 1.4996 | 1.5552 | 1.6086 | 1.6611 | 1.7144 | 1.7719 | 1.8155 | 1.8666
Failsworth |  | 0.0018099 | 0.0034607 | 0.005721 | 0.0090294 | 0.013749 | 0.020467 | 0.028588 | 0.039233 | 0.051751 | 0.066777 | 0.088403 | 0.11369 | 0.14866 | 0.18701 | 0.23399 | 0.28297 | 0.33556 | 0.38936 | 0.44383 | 0.49587 | 0.55108 | 0.60813 | 0.66481 | 0.72273 | 0.77703 | 0.83273 | 0.88724 | 0.94045 | 0.99329 | 1.0472 | 1.0934 | 1.1407 |  | 0.0018099 | 0.0034607 | 0.0017958 | 0.0027876 | 0.0041527 | 0.0061269 | 0.0087271 | 0.012306 | 0.016557 | 0.021316 | 0.027346 | 0.033417 | 0.041316 | 0.048739 | 0.057611 | 0.066112 | 0.074874 | 0.083472 | 0.091961 | 0.099748 | 0.10833 | 0.11738 | 0.12641 | 0.13583 | 0.14342 | 0.15232 | 0.16142 | 0.16991 | 0.17834 | 0.18776 | 0.19282 | 0.20018 |  | 0.0018099 | 0.0034607 | 0.005721 | 0.0089992 | 0.013558 | 0.019819 | 0.026952 | 0.035583 | 0.044703 | 0.054447 | 0.067825 | 0.08253 | 0.10238 | 0.12254 | 0.14698 | 0.17186 | 0.19854 | 0.22579 | 0.25371 | 0.28101 | 0.31118 | 0.34395 | 0.37855 | 0.41588 | 0.45128 | 0.48971 | 0.52861 | 0.5678 | 0.6081 | 0.65088 | 0.68741 | 0.72742 |  | 0.0018099 | 0.0034607 | 0.005721 | 0.0090294 | 0.013749 | 0.020467 | 0.028588 | 0.039233 | 0.051751 | 0.066777 | 0.088403 | 0.11369 | 0.14866 | 0.18701 | 0.23399 | 0.28297 | 0.33556 | 0.38936 | 0.44383 | 0.49587 | 0.55108 | 0.60813 | 0.66481 | 0.72273 | 0.77703 | 0.83273 | 0.88724 | 0.94045 | 0.99329 | 1.0472 | 1.0934 | 1.1407 |  | 0.0018099 | 0.012998 | 0.018664 | 0.027405 | 0.038766 | 0.058779 | 0.089097 | 0.12725 | 0.1713 | 0.2212 | 0.27958 | 0.34128 | 0.40921 | 0.47661 | 0.54866 | 0.62029 | 0.69263 | 0.76406 | 0.83403 | 0.90051 | 0.96202 | 1.0155 | 1.0637 | 1.1081 | 1.1439 | 1.1786 | 1.211 | 1.2433 | 1.2763 | 1.3121 | 1.3397 | 1.3722
Fallowfield |  | 0.0033209 | 0.0063498 | 0.010497 | 0.016567 | 0.025227 | 0.037553 | 0.052453 | 0.071986 | 0.094954 | 0.12252 | 0.16182 | 0.20732 | 0.2704 | 0.33942 | 0.42412 | 0.51224 | 0.60675 | 0.70331 | 0.80089 | 0.89383 | 0.99229 | 1.0935 | 1.1931 | 1.2941 | 1.3878 | 1.4836 | 1.5772 | 1.6677 | 1.757 | 1.8478 | 1.924 | 2.002 |  | 0.0033209 | 0.0063498 | 0.0032951 | 0.0051148 | 0.0076194 | 0.011242 | 0.016013 | 0.02258 | 0.03038 | 0.039111 | 0.050175 | 0.061314 | 0.075808 | 0.089428 | 0.10571 | 0.1213 | 0.13738 | 0.15316 | 0.16873 | 0.18302 | 0.19877 | 0.21537 | 0.23194 | 0.24923 | 0.26314 | 0.27949 | 0.29617 | 0.31176 | 0.32723 | 0.34451 | 0.35379 | 0.3673 |  | 0.0033209 | 0.0063498 | 0.010497 | 0.016512 | 0.024878 | 0.036365 | 0.049452 | 0.065288 | 0.082023 | 0.0999 | 0.12407 | 0.15014 | 0.18548 | 0.22114 | 0.26446 | 0.30838 | 0.35535 | 0.40319 | 0.45203 | 0.49961 | 0.55211 | 0.60875 | 0.66786 | 0.73106 | 0.79011 | 0.85424 | 0.91918 | 0.98396 | 1.0502 | 1.1207 | 1.1791 | 1.2436 |  | 0.0033209 | 0.0063498 | 0.010497 | 0.016567 | 0.025227 | 0.037553 | 0.052453 | 0.071986 | 0.094954 | 0.12252 | 0.16182 | 0.20732 | 0.2704 | 0.33942 | 0.42412 | 0.51224 | 0.60675 | 0.70331 | 0.80089 | 0.89383 | 0.99229 | 1.0935 | 1.1931 | 1.2941 | 1.3878 | 1.4836 | 1.5772 | 1.6677 | 1.757 | 1.8478 | 1.924 | 2.002 |  | 0.0033209 | 0.023849 | 0.034244 | 0.049031 | 0.067609 | 0.097973 | 0.14201 | 0.19721 | 0.26018 | 0.33107 | 0.41498 | 0.50325 | 0.60306 | 0.70193 | 0.80942 | 0.91628 | 1.0248 | 1.1325 | 1.2383 | 1.3392 | 1.4352 | 1.5219 | 1.6022 | 1.6784 | 1.7414 | 1.8044 | 1.8648 | 1.9242 | 1.9846 | 2.0496 | 2.0992 | 2.157
Farnworth |  | 0.0018373 | 0.0035132 | 0.0058078 | 0.0091663 | 0.013957 | 0.020777 | 0.029021 | 0.039828 | 0.052536 | 0.06779 | 0.089842 | 0.11574 | 0.15153 | 0.19079 | 0.23888 | 0.28905 | 0.34296 | 0.39813 | 0.45405 | 0.50753 | 0.56432 | 0.62313 | 0.68178 | 0.7419 | 0.7985 | 0.85663 | 0.91358 | 0.96935 | 1.0249 | 1.0816 | 1.1306 | 1.1809 |  | 0.0018373 | 0.0035132 | 0.0018231 | 0.0028299 | 0.0042156 | 0.0062198 | 0.0088594 | 0.012493 | 0.016809 | 0.021639 | 0.027761 | 0.033924 | 0.041943 | 0.049478 | 0.058485 | 0.067115 | 0.07601 | 0.084738 | 0.093356 | 0.10126 | 0.10997 | 0.11916 | 0.12832 | 0.13789 | 0.14559 | 0.15463 | 0.16386 | 0.17249 | 0.18105 | 0.19061 | 0.19574 | 0.20322 |  | 0.0018373 | 0.0035132 | 0.0058078 | 0.0091356 | 0.013764 | 0.02012 | 0.027361 | 0.036122 | 0.045381 | 0.055272 | 0.068952 | 0.084111 | 0.10454 | 0.12535 | 0.15054 | 0.17626 | 0.20386 | 0.23208 | 0.26104 | 0.28941 | 0.32078 | 0.35494 | 0.39119 | 0.43041 | 0.46781 | 0.50841 | 0.54951 | 0.59104 | 0.63386 | 0.67927 | 0.71848 | 0.7613 |  | 0.0018373 | 0.0035132 | 0.0058078 | 0.0091663 | 0.013957 | 0.020777 | 0.029021 | 0.039828 | 0.052536 | 0.06779 | 0.089842 | 0.11574 | 0.15153 | 0.19079 | 0.23888 | 0.28905 | 0.34296 | 0.39813 | 0.45405 | 0.50753 | 0.56432 | 0.62313 | 0.68178 | 0.7419 | 0.7985 | 0.85663 | 0.91358 | 0.96935 | 1.0249 | 1.0816 | 1.1306 | 1.1809 |  | 0.0018373 | 0.013195 | 0.018947 | 0.028143 | 0.040259 | 0.062141 | 0.095749 | 0.1381 | 0.18722 | 0.24299 | 0.30802 | 0.37689 | 0.45212 | 0.52683 | 0.6063 | 0.68536 | 0.7651 | 0.84377 | 0.92078 | 0.99395 | 1.0611 | 1.1188 | 1.1703 | 1.2173 | 1.2549 | 1.2908 | 1.3241 | 1.3572 | 1.3912 | 1.4281 | 1.4568 | 1.4905
Feniscowles |  | 0.0010239 | 0.0019577 | 0.0032364 | 0.005108 | 0.0077778 | 0.011578 | 0.016172 | 0.022194 | 0.029276 | 0.037776 | 0.049732 | 0.063382 | 0.082377 | 0.1031 | 0.12858 | 0.15501 | 0.18332 | 0.21218 | 0.24126 | 0.26885 | 0.298 | 0.32774 | 0.35666 | 0.38565 | 0.41218 | 0.43916 | 0.46545 | 0.49053 | 0.51501 | 0.53981 | 0.55993 | 0.58046 |  | 0.0010239 | 0.0019577 | 0.0010159 | 0.001577 | 0.0023492 | 0.003466 | 0.0049369 | 0.0069618 | 0.0093666 | 0.012058 | 0.01547 | 0.018904 | 0.023373 | 0.027572 | 0.032591 | 0.0374 | 0.042357 | 0.047221 | 0.052023 | 0.056428 | 0.061283 | 0.066402 | 0.07151 | 0.076841 | 0.081131 | 0.086171 | 0.091315 | 0.096121 | 0.10089 | 0.10622 | 0.10908 | 0.11324 |  | 0.0010239 | 0.0019577 | 0.0032364 | 0.0050909 | 0.0076701 | 0.011212 | 0.015247 | 0.020129 | 0.025289 | 0.030801 | 0.038091 | 0.045754 | 0.056194 | 0.06663 | 0.079355 | 0.092159 | 0.1058 | 0.11964 | 0.1337 | 0.1473 | 0.16228 | 0.17829 | 0.19472 | 0.21207 | 0.2279 | 0.24512 | 0.26257 | 0.27972 | 0.29711 | 0.31564 | 0.33025 | 0.34664 |  | 0.0010239 | 0.0019577 | 0.0032364 | 0.005108 | 0.0077778 | 0.011578 | 0.016172 | 0.022194 | 0.029276 | 0.037776 | 0.049732 | 0.063382 | 0.082377 | 0.1031 | 0.12858 | 0.15501 | 0.18332 | 0.21218 | 0.24126 | 0.26885 | 0.298 | 0.32774 | 0.35666 | 0.38565 | 0.41218 | 0.43916 | 0.46545 | 0.49053 | 0.51501 | 0.53981 | 0.55993 | 0.58046 |  | 0.0010239 | 0.007353 | 0.010558 | 0.014592 | 0.01937 | 0.026201 | 0.035212 | 0.04638 | 0.058713 | 0.072337 | 0.088932 | 0.10613 | 0.12687 | 0.14728 | 0.17031 | 0.19314 | 0.21658 | 0.23997 | 0.26313 | 0.28527 | 0.30751 | 0.32897 | 0.34968 | 0.37027 | 0.38787 | 0.40637 | 0.42465 | 0.44246 | 0.46042 | 0.47974 | 0.49411 | 0.51092
Ferodo |  | 0.0009842 | 0.0018819 | 0.003111 | 0.0049101 | 0.0074765 | 0.011129 | 0.015546 | 0.021334 | 0.028142 | 0.036313 | 0.048179 | 0.062181 | 0.081502 | 0.10272 | 0.12869 | 0.15582 | 0.18498 | 0.21484 | 0.24513 | 0.27414 | 0.30497 | 0.33697 | 0.369 | 0.40193 | 0.43306 | 0.46508 | 0.49646 | 0.52731 | 0.55811 | 0.58957 | 0.61704 | 0.64517 |  | 0.0009842 | 0.0018819 | 0.00097656 | 0.0015159 | 0.0022582 | 0.0033317 | 0.0047457 | 0.0066921 | 0.0090038 | 0.011591 | 0.01487 | 0.018172 | 0.022467 | 0.026504 | 0.031328 | 0.035951 | 0.040716 | 0.045391 | 0.050007 | 0.054242 | 0.058908 | 0.06383 | 0.068739 | 0.073864 | 0.077988 | 0.082832 | 0.087777 | 0.092397 | 0.096981 | 0.1021 | 0.10485 | 0.10886 |  | 0.0009842 | 0.0018819 | 0.003111 | 0.0048937 | 0.007373 | 0.010778 | 0.014656 | 0.019349 | 0.024309 | 0.029607 | 0.036989 | 0.045236 | 0.056333 | 0.067665 | 0.081376 | 0.0954 | 0.11047 | 0.12589 | 0.14174 | 0.1573 | 0.17452 | 0.19331 | 0.21333 | 0.23507 | 0.25592 | 0.27855 | 0.30144 | 0.32467 | 0.34865 | 0.37408 | 0.39626 | 0.42041 |  | 0.0009842 | 0.0018819 | 0.003111 | 0.0049101 | 0.0074765 | 0.011129 | 0.015546 | 0.021334 | 0.028142 | 0.036313 | 0.048179 | 0.062181 | 0.081502 | 0.10272 | 0.12869 | 0.15582 | 0.18498 | 0.21484 | 0.24513 | 0.27414 | 0.30497 | 0.33697 | 0.369 | 0.40193 | 0.43306 | 0.46508 | 0.49646 | 0.52731 | 0.55811 | 0.58957 | 0.61704 | 0.64517 |  | 0.0009842 | 0.0070681 | 0.010149 | 0.015252 | 0.022062 | 0.03464 | 0.054192 | 0.078869 | 0.10759 | 0.14028 | 0.17829 | 0.21863 | 0.2624 | 0.30592 | 0.35202 | 0.39792 | 0.44417 | 0.48978 | 0.53443 | 0.57685 | 0.61551 | 0.64842 | 0.67763 | 0.70404 | 0.72503 | 0.74479 | 0.76291 | 0.78104 | 0.79964 | 0.8198 | 0.83564 | 0.85413
Flat Lane |  | 0.0012575 | 0.0024044 | 0.0039748 | 0.0062733 | 0.0095523 | 0.01422 | 0.019862 | 0.027258 | 0.035955 | 0.046395 | 0.061332 | 0.078692 | 0.10274 | 0.12907 | 0.16136 | 0.19499 | 0.23107 | 0.26795 | 0.30524 | 0.3408 | 0.37849 | 0.41732 | 0.45567 | 0.49467 | 0.53102 | 0.56822 | 0.60458 | 0.63988 | 0.67478 | 0.7103 | 0.7404 | 0.77119 |  | 0.0012575 | 0.0024044 | 0.0012477 | 0.0019368 | 0.0028851 | 0.0042567 | 0.0060633 | 0.0085501 | 0.011504 | 0.01481 | 0.018999 | 0.023217 | 0.028705 | 0.033862 | 0.040026 | 0.045933 | 0.05202 | 0.057994 | 0.063892 | 0.069302 | 0.075264 | 0.081552 | 0.087824 | 0.094372 | 0.099641 | 0.10583 | 0.11215 | 0.11805 | 0.12391 | 0.13045 | 0.13396 | 0.13908 |  | 0.0012575 | 0.0024044 | 0.0039748 | 0.0062523 | 0.00942 | 0.01377 | 0.018725 | 0.024722 | 0.031058 | 0.037828 | 0.047035 | 0.057043 | 0.070583 | 0.084281 | 0.10091 | 0.11779 | 0.13587 | 0.1543 | 0.17314 | 0.19152 | 0.21182 | 0.23377 | 0.25679 | 0.28149 | 0.3047 | 0.3299 | 0.35542 | 0.38097 | 0.40716 | 0.43498 | 0.45832 | 0.48402 |  | 0.0012575 | 0.0024044 | 0.0039748 | 0.0062733 | 0.0095523 | 0.01422 | 0.019862 | 0.027258 | 0.035955 | 0.046395 | 0.061332 | 0.078692 | 0.10274 | 0.12907 | 0.16136 | 0.19499 | 0.23107 | 0.26795 | 0.30524 | 0.3408 | 0.37849 | 0.41732 | 0.45567 | 0.49467 | 0.53102 | 0.56822 | 0.60458 | 0.63988 | 0.67478 | 0.7103 | 0.7404 | 0.77119 |  | 0.0012575 | 0.0090305 | 0.012967 | 0.018751 | 0.026119 | 0.038551 | 0.056928 | 0.079995 | 0.10644 | 0.13628 | 0.17141 | 0.2084 | 0.24973 | 0.29066 | 0.33482 | 0.37869 | 0.42311 | 0.46705 | 0.51014 | 0.55112 | 0.58961 | 0.62376 | 0.65498 | 0.68425 | 0.70816 | 0.73178 | 0.75422 | 0.77642 | 0.79905 | 0.82356 | 0.84232 | 0.86432
Frederick Rd |  | 0.0020356 | 0.0038924 | 0.0064346 | 0.010156 | 0.015464 | 0.023019 | 0.032153 | 0.044126 | 0.058206 | 0.075106 | 0.099288 | 0.12739 | 0.16633 | 0.20896 | 0.26124 | 0.31568 | 0.3741 | 0.43382 | 0.4942 | 0.5518 | 0.61285 | 0.67574 | 0.73788 | 0.80111 | 0.86005 | 0.9204 | 0.9794 | 1.0367 | 1.0934 | 1.1511 | 1.2001 | 1.2502 |  | 0.0020356 | 0.0038924 | 0.0020198 | 0.0031353 | 0.0046706 | 0.0068911 | 0.0098156 | 0.013841 | 0.018623 | 0.023974 | 0.030757 | 0.037585 | 0.04647 | 0.054818 | 0.064797 | 0.074358 | 0.084213 | 0.093884 | 0.10343 | 0.11219 | 0.12184 | 0.13202 | 0.14217 | 0.15277 | 0.1613 | 0.17132 | 0.18155 | 0.19111 | 0.20059 | 0.21118 | 0.21687 | 0.22515 |  | 0.0020356 | 0.0038924 | 0.0064346 | 0.010122 | 0.01525 | 0.022291 | 0.030314 | 0.040021 | 0.050279 | 0.061238 | 0.076143 | 0.092347 | 0.11427 | 0.13645 | 0.16337 | 0.19072 | 0.21999 | 0.24984 | 0.28036 | 0.31014 | 0.34302 | 0.3786 | 0.41593 | 0.45599 | 0.49367 | 0.5346 | 0.57604 | 0.61757 | 0.66015 | 0.70539 | 0.74342 | 0.78527 |  | 0.0020356 | 0.0038924 | 0.0064346 | 0.010156 | 0.015464 | 0.023019 | 0.032153 | 0.044126 | 0.058206 | 0.075106 | 0.099288 | 0.12739 | 0.16633 | 0.20896 | 0.26124 | 0.31568 | 0.3741 | 0.43382 | 0.4942 | 0.5518 | 0.61285 | 0.67574 | 0.73788 | 0.80111 | 0.86005 | 0.9204 | 0.9794 | 1.0367 | 1.0934 | 1.1511 | 1.2001 | 1.2502 |  | 0.0020356 | 0.014619 | 0.020991 | 0.030359 | 0.042296 | 0.062489 | 0.092382 | 0.12993 | 0.17301 | 0.22167 | 0.27898 | 0.33942 | 0.40696 | 0.47393 | 0.5462 | 0.61808 | 0.69095 | 0.76309 | 0.83396 | 0.90146 | 0.96494 | 1.0214 | 1.073 | 1.1215 | 1.1613 | 1.2004 | 1.2376 | 1.2743 | 1.3117 | 1.352 | 1.3829 | 1.419
Fusehill |  | 0.0022988 | 0.0043955 | 0.0072664 | 0.011468 | 0.017463 | 0.025995 | 0.03631 | 0.049831 | 0.06573 | 0.084815 | 0.11235 | 0.14463 | 0.18925 | 0.2382 | 0.29815 | 0.36069 | 0.42786 | 0.4966 | 0.56624 | 0.63282 | 0.7035 | 0.77659 | 0.84935 | 0.9238 | 0.99375 | 1.0655 | 1.1358 | 1.2045 | 1.2729 | 1.3426 | 1.4027 | 1.4642 |  | 0.0022988 | 0.0043955 | 0.002281 | 0.0035406 | 0.0052744 | 0.0077819 | 0.011084 | 0.015631 | 0.02103 | 0.027074 | 0.034733 | 0.042443 | 0.052477 | 0.061905 | 0.073173 | 0.083971 | 0.0951 | 0.10602 | 0.1168 | 0.12669 | 0.13759 | 0.14909 | 0.16055 | 0.17252 | 0.18216 | 0.19347 | 0.20502 | 0.21581 | 0.22652 | 0.23848 | 0.2449 | 0.25425 |  | 0.0022988 | 0.0043955 | 0.0072664 | 0.01143 | 0.017221 | 0.025173 | 0.034232 | 0.045194 | 0.056779 | 0.069154 | 0.086216 | 0.10506 | 0.13047 | 0.15631 | 0.18763 | 0.21957 | 0.25383 | 0.28885 | 0.32476 | 0.35992 | 0.39879 | 0.44105 | 0.48577 | 0.53407 | 0.58001 | 0.62986 | 0.68031 | 0.73122 | 0.78363 | 0.83924 | 0.887 | 0.93924 |  | 0.0022988 | 0.0043955 | 0.0072664 | 0.011468 | 0.017463 | 0.025995 | 0.03631 | 0.049831 | 0.06573 | 0.084815 | 0.11235 | 0.14463 | 0.18925 | 0.2382 | 0.29815 | 0.36069 | 0.42786 | 0.4966 | 0.56624 | 0.63282 | 0.7035 | 0.77659 | 0.84935 | 0.9238 | 0.99375 | 1.0655 | 1.1358 | 1.2045 | 1.2729 | 1.3426 | 1.4027 | 1.4642 |  | 0.0022988 | 0.016509 | 0.023705 | 0.035037 | 0.049883 | 0.076285 | 0.11652 | 0.16723 | 0.22595 | 0.2926 | 0.37052 | 0.45303 | 0.5436 | 0.63361 | 0.72966 | 0.82532 | 0.92197 | 1.0175 | 1.1111 | 1.2002 | 1.2826 | 1.354 | 1.4183 | 1.4774 | 1.5251 | 1.5709 | 1.6135 | 1.6559 | 1.6991 | 1.7458 | 1.7822 | 1.8245
Gale |  | 0.0022879 | 0.0043748 | 0.0072321 | 0.011414 | 0.01738 | 0.025872 | 0.036138 | 0.049595 | 0.06542 | 0.084415 | 0.11131 | 0.14222 | 0.18516 | 0.23208 | 0.28971 | 0.34958 | 0.41374 | 0.47922 | 0.54529 | 0.60811 | 0.67456 | 0.74263 | 0.80922 | 0.8764 | 0.93832 | 1.0015 | 1.0631 | 1.1223 | 1.1805 | 1.2395 | 1.2883 | 1.3381 |  | 0.0022879 | 0.0043748 | 0.0022702 | 0.0035239 | 0.0052495 | 0.0077451 | 0.011032 | 0.015557 | 0.020931 | 0.026946 | 0.034569 | 0.042243 | 0.052229 | 0.061613 | 0.072828 | 0.083575 | 0.094651 | 0.10552 | 0.11625 | 0.12609 | 0.13694 | 0.14838 | 0.1598 | 0.17171 | 0.1813 | 0.19256 | 0.20405 | 0.21479 | 0.22545 | 0.23736 | 0.24375 | 0.25305 |  | 0.0022879 | 0.0043748 | 0.0072321 | 0.011376 | 0.01714 | 0.025054 | 0.034071 | 0.044981 | 0.056511 | 0.068828 | 0.085294 | 0.10283 | 0.12666 | 0.15058 | 0.17971 | 0.20912 | 0.24053 | 0.27244 | 0.30495 | 0.3365 | 0.37129 | 0.40866 | 0.44736 | 0.48851 | 0.52653 | 0.56787 | 0.60976 | 0.65126 | 0.69355 | 0.73855 | 0.77505 | 0.81565 |  | 0.0022879 | 0.0043748 | 0.0072321 | 0.011414 | 0.01738 | 0.025872 | 0.036138 | 0.049595 | 0.06542 | 0.084415 | 0.11131 | 0.14222 | 0.18516 | 0.23208 | 0.28971 | 0.34958 | 0.41374 | 0.47922 | 0.54529 | 0.60811 | 0.67456 | 0.74263 | 0.80922 | 0.8764 | 0.93832 | 1.0015 | 1.0631 | 1.1223 | 1.1805 | 1.2395 | 1.2883 | 1.3381 |  | 0.0022879 | 0.016431 | 0.023593 | 0.033181 | 0.044894 | 0.062994 | 0.088274 | 0.11981 | 0.15533 | 0.19502 | 0.2425 | 0.29216 | 0.34972 | 0.40657 | 0.46929 | 0.53154 | 0.59505 | 0.65817 | 0.72039 | 0.77974 | 0.83749 | 0.89112 | 0.94165 | 0.99065 | 1.0318 | 1.0739 | 1.1149 | 1.1551 | 1.1957 | 1.2396 | 1.2726 | 1.3112
Garstang |  | 0.0019475 | 0.0037239 | 0.006156 | 0.009716 | 0.014794 | 0.022023 | 0.030762 | 0.042216 | 0.055686 | 0.071855 | 0.095463 | 0.12347 | 0.16206 | 0.20449 | 0.25638 | 0.31064 | 0.36899 | 0.4288 | 0.48952 | 0.54776 | 0.60971 | 0.67415 | 0.73893 | 0.80577 | 0.86922 | 0.93455 | 0.99863 | 1.0618 | 1.1251 | 1.1898 | 1.2468 | 1.3051 |  | 0.0019475 | 0.0037239 | 0.0019324 | 0.0029996 | 0.0044684 | 0.0065928 | 0.0093907 | 0.013242 | 0.017817 | 0.022937 | 0.029426 | 0.035958 | 0.044458 | 0.052446 | 0.061992 | 0.07114 | 0.080568 | 0.08982 | 0.098954 | 0.10733 | 0.11657 | 0.12631 | 0.13602 | 0.14616 | 0.15432 | 0.16391 | 0.17369 | 0.18283 | 0.19191 | 0.20204 | 0.20748 | 0.2154 |  | 0.0019475 | 0.0037239 | 0.006156 | 0.0096835 | 0.01459 | 0.021326 | 0.029001 | 0.038289 | 0.048103 | 0.058587 | 0.07332 | 0.089939 | 0.11226 | 0.13512 | 0.16275 | 0.19108 | 0.22155 | 0.25279 | 0.28494 | 0.31656 | 0.35156 | 0.38988 | 0.43091 | 0.47559 | 0.51869 | 0.56544 | 0.61273 | 0.66086 | 0.71066 | 0.76342 | 0.80991 | 0.86037 |  | 0.0019475 | 0.0037239 | 0.006156 | 0.009716 | 0.014794 | 0.022023 | 0.030762 | 0.042216 | 0.055686 | 0.071855 | 0.095463 | 0.12347 | 0.16206 | 0.20449 | 0.25638 | 0.31064 | 0.36899 | 0.4288 | 0.48952 | 0.54776 | 0.60971 | 0.67415 | 0.73893 | 0.80577 | 0.86922 | 0.93455 | 0.99863 | 1.0618 | 1.1251 | 1.1898 | 1.2468 | 1.3051 |  | 0.0019475 | 0.013986 | 0.020083 | 0.030595 | 0.044821 | 0.071708 | 0.114 | 0.16743 | 0.22981 | 0.3009 | 0.38332 | 0.47085 | 0.56513 | 0.6589 | 0.75772 | 0.85612 | 0.95506 | 1.0525 | 1.1477 | 1.238 | 1.3196 | 1.3881 | 1.4483 | 1.5021 | 1.5443 | 1.5834 | 1.6189 | 1.6546 | 1.6914 | 1.7313 | 1.763 | 1.8
Gatley |  | 0.001397 | 0.0026712 | 0.0044159 | 0.0069696 | 0.010612 | 0.015798 | 0.022066 | 0.030283 | 0.039945 | 0.051544 | 0.067957 | 0.086817 | 0.11302 | 0.14164 | 0.1768 | 0.21333 | 0.25247 | 0.29242 | 0.33272 | 0.37104 | 0.41157 | 0.45307 | 0.49365 | 0.53457 | 0.57227 | 0.61071 | 0.64821 | 0.68424 | 0.71958 | 0.75546 | 0.78508 | 0.81535 |  | 0.001397 | 0.0026712 | 0.0013862 | 0.0021517 | 0.0032053 | 0.0047292 | 0.0067362 | 0.009499 | 0.01278 | 0.016453 | 0.021108 | 0.025794 | 0.031891 | 0.037621 | 0.044469 | 0.051031 | 0.057794 | 0.06443 | 0.070983 | 0.076993 | 0.083617 | 0.090603 | 0.097571 | 0.10485 | 0.1107 | 0.11758 | 0.12459 | 0.13115 | 0.13766 | 0.14493 | 0.14883 | 0.15452 |  | 0.001397 | 0.0026712 | 0.0044159 | 0.0069463 | 0.010465 | 0.015298 | 0.020804 | 0.027465 | 0.034505 | 0.042026 | 0.052073 | 0.062764 | 0.077293 | 0.09188 | 0.10964 | 0.12757 | 0.14671 | 0.16616 | 0.18597 | 0.20519 | 0.22639 | 0.24915 | 0.2727 | 0.29772 | 0.32083 | 0.34594 | 0.37139 | 0.3966 | 0.42226 | 0.44958 | 0.4717 | 0.49631 |  | 0.001397 | 0.0026712 | 0.0044159 | 0.0069696 | 0.010612 | 0.015798 | 0.022066 | 0.030283 | 0.039945 | 0.051544 | 0.067957 | 0.086817 | 0.11302 | 0.14164 | 0.1768 | 0.21333 | 0.25247 | 0.29242 | 0.33272 | 0.37104 | 0.41157 | 0.45307 | 0.49365 | 0.53457 | 0.57227 | 0.61071 | 0.64821 | 0.68424 | 0.71958 | 0.75546 | 0.78508 | 0.81535 |  | 0.001397 | 0.010033 | 0.014406 | 0.020238 | 0.02735 | 0.038268 | 0.053452 | 0.072395 | 0.093712 | 0.11752 | 0.14606 | 0.17591 | 0.21061 | 0.24489 | 0.28279 | 0.32043 | 0.35887 | 0.3971 | 0.43483 | 0.47086 | 0.50603 | 0.53883 | 0.56981 | 0.59991 | 0.62526 | 0.65126 | 0.67657 | 0.70134 | 0.72638 | 0.75332 | 0.77361 | 0.79728
Gidlow |  | 0.0033135 | 0.0063358 | 0.010474 | 0.016531 | 0.025171 | 0.03747 | 0.052337 | 0.071827 | 0.094744 | 0.12225 | 0.16148 | 0.20692 | 0.26992 | 0.33885 | 0.42343 | 0.51144 | 0.60584 | 0.70229 | 0.79975 | 0.89261 | 0.99099 | 1.0921 | 1.1918 | 1.2928 | 1.3867 | 1.4827 | 1.5765 | 1.6673 | 1.7569 | 1.848 | 1.9246 | 2.003 |  | 0.0033135 | 0.0063358 | 0.0032878 | 0.0051035 | 0.0076026 | 0.011217 | 0.015977 | 0.02253 | 0.030313 | 0.039024 | 0.050064 | 0.061179 | 0.075641 | 0.08923 | 0.10547 | 0.12104 | 0.13708 | 0.15282 | 0.16836 | 0.18262 | 0.19833 | 0.2149 | 0.23142 | 0.24868 | 0.26256 | 0.27887 | 0.29552 | 0.31107 | 0.32651 | 0.34375 | 0.35301 | 0.36649 |  | 0.0033135 | 0.0063358 | 0.010474 | 0.016475 | 0.024823 | 0.036285 | 0.049343 | 0.065144 | 0.081842 | 0.099679 | 0.12381 | 0.14987 | 0.18518 | 0.22082 | 0.26413 | 0.30803 | 0.35499 | 0.40282 | 0.45167 | 0.49926 | 0.55178 | 0.60847 | 0.6677 | 0.73107 | 0.79034 | 0.85473 | 0.91994 | 0.98504 | 1.0517 | 1.1225 | 1.1813 | 1.2463 |  | 0.0033135 | 0.0063358 | 0.010474 | 0.016531 | 0.025171 | 0.03747 | 0.052337 | 0.071827 | 0.094744 | 0.12225 | 0.16148 | 0.20692 | 0.26992 | 0.33885 | 0.42343 | 0.51144 | 0.60584 | 0.70229 | 0.79975 | 0.89261 | 0.99099 | 1.0921 | 1.1918 | 1.2928 | 1.3867 | 1.4827 | 1.5765 | 1.6673 | 1.7569 | 1.848 | 1.9246 | 2.003 |  | 0.0033135 | 0.023796 | 0.034169 | 0.048982 | 0.067628 | 0.098311 | 0.14299 | 0.199 | 0.26296 | 0.33498 | 0.42015 | 0.50978 | 0.61091 | 0.71108 | 0.81984 | 0.92794 | 1.0377 | 1.1465 | 1.2535 | 1.3554 | 1.4521 | 1.5392 | 1.6197 | 1.6959 | 1.7588 | 1.8217 | 1.8818 | 1.941 | 2.0011 | 2.0659 | 2.1154 | 2.1732
Gillsrow |  | 0.0011261 | 0.0021532 | 0.0035595 | 0.0056179 | 0.0085542 | 0.012734 | 0.017787 | 0.02441 | 0.032198 | 0.041547 | 0.05499 | 0.070695 | 0.09242 | 0.11623 | 0.14542 | 0.17584 | 0.2085 | 0.24191 | 0.27573 | 0.30802 | 0.34229 | 0.37767 | 0.41277 | 0.44861 | 0.48216 | 0.51656 | 0.55021 | 0.58301 | 0.61557 | 0.64873 | 0.67714 | 0.70621 |  | 0.0011261 | 0.0021532 | 0.0011173 | 0.0017344 | 0.0025837 | 0.003812 | 0.0054298 | 0.0076568 | 0.010302 | 0.013262 | 0.017014 | 0.020791 | 0.025706 | 0.030325 | 0.035844 | 0.041134 | 0.046585 | 0.051935 | 0.057216 | 0.062061 | 0.0674 | 0.073031 | 0.078648 | 0.084512 | 0.089231 | 0.094773 | 0.10043 | 0.10572 | 0.11096 | 0.11682 | 0.11997 | 0.12455 |  | 0.0011261 | 0.0021532 | 0.0035595 | 0.0055991 | 0.0084358 | 0.012331 | 0.016769 | 0.022139 | 0.027813 | 0.033876 | 0.042187 | 0.051307 | 0.063623 | 0.076123 | 0.091279 | 0.10671 | 0.12325 | 0.14014 | 0.15743 | 0.17435 | 0.19303 | 0.2133 | 0.23467 | 0.2577 | 0.27949 | 0.30314 | 0.32708 | 0.35116 | 0.37591 | 0.40218 | 0.42453 | 0.44905 |  | 0.0011261 | 0.0021532 | 0.0035595 | 0.0056179 | 0.0085542 | 0.012734 | 0.017787 | 0.02441 | 0.032198 | 0.041547 | 0.05499 | 0.070695 | 0.09242 | 0.11623 | 0.14542 | 0.17584 | 0.2085 | 0.24191 | 0.27573 | 0.30802 | 0.34229 | 0.37767 | 0.41277 | 0.44861 | 0.48216 | 0.51656 | 0.55021 | 0.58301 | 0.61557 | 0.64873 | 0.67714 | 0.70621 |  | 0.0011261 | 0.008087 | 0.011612 | 0.017011 | 0.024008 | 0.036195 | 0.054556 | 0.077659 | 0.10432 | 0.1345 | 0.16988 | 0.20728 | 0.24858 | 0.28959 | 0.33352 | 0.37723 | 0.42143 | 0.46512 | 0.50796 | 0.54872 | 0.5866 | 0.61976 | 0.64978 | 0.67758 | 0.70012 | 0.72201 | 0.74256 | 0.76295 | 0.78375 | 0.80624 | 0.82362 | 0.84392
Glaxo |  | 6.1704e-05 | 0.00011798 | 0.00019504 | 0.00030784 | 0.00046873 | 0.00069776 | 0.00097462 | 0.0013375 | 0.0017643 | 0.0022766 | 0.0030879 | 0.0041247 | 0.0055272 | 0.0070921 | 0.0089868 | 0.010997 | 0.013176 | 0.01543 | 0.01775 | 0.020016 | 0.022455 | 0.025073 | 0.027845 | 0.030824 | 0.033792 | 0.036895 | 0.039966 | 0.043115 | 0.046358 | 0.049704 | 0.052893 | 0.056171 |  | 6.1704e-05 | 0.00011798 | 6.1225e-05 | 9.5037e-05 | 0.00014158 | 0.00020888 | 0.00029753 | 0.00041956 | 0.00056448 | 0.00072671 | 0.00093229 | 0.0011393 | 0.0014086 | 0.0016616 | 0.0019641 | 0.0022539 | 0.0025527 | 0.0028458 | 0.0031352 | 0.0034007 | 0.0036932 | 0.0040018 | 0.0043096 | 0.0046309 | 0.0048894 | 0.0051931 | 0.0055031 | 0.0057928 | 0.0060802 | 0.0064013 | 0.0065737 | 0.0068247 |  | 6.1704e-05 | 0.00011798 | 0.00019504 | 0.0003068 | 0.00046224 | 0.00067569 | 0.00091886 | 0.0012131 | 0.001524 | 0.0018562 | 0.0023863 | 0.0030623 | 0.0039493 | 0.0048943 | 0.0060203 | 0.0072087 | 0.0085047 | 0.0098534 | 0.011268 | 0.012691 | 0.014276 | 0.016066 | 0.018086 | 0.020362 | 0.022686 | 0.0252 | 0.027739 | 0.03041 | 0.033226 | 0.036194 | 0.039052 | 0.04208 |  | 6.1704e-05 | 0.00011798 | 0.00019504 | 0.00030784 | 0.00046873 | 0.00069776 | 0.00097462 | 0.0013375 | 0.0017643 | 0.0022766 | 0.0030879 | 0.0041247 | 0.0055272 | 0.0070921 | 0.0089868 | 0.010997 | 0.013176 | 0.01543 | 0.01775 | 0.020016 | 0.022455 | 0.025073 | 0.027845 | 0.030824 | 0.033792 | 0.036895 | 0.039966 | 0.043115 | 0.046358 | 0.049704 | 0.052893 | 0.056171 |  | 6.1704e-05 | 0.00044313 | 0.00063629 | 0.001177 | 0.0020036 | 0.0038792 | 0.0070753 | 0.011143 | 0.015992 | 0.021578 | 0.027944 | 0.034763 | 0.041798 | 0.048826 | 0.056019 | 0.063197 | 0.070345 | 0.077343 | 0.084141 | 0.090571 | 0.096061 | 0.10028 | 0.10373 | 0.10652 | 0.1085 | 0.11004 | 0.11122 | 0.11249 | 0.11385 | 0.11536 | 0.11669 | 0.11824
Glossop |  | 0.0019639 | 0.0037551 | 0.0062077 | 0.0097975 | 0.014918 | 0.022208 | 0.03102 | 0.04257 | 0.056153 | 0.072458 | 0.095898 | 0.12328 | 0.16115 | 0.20267 | 0.25355 | 0.30659 | 0.36353 | 0.42177 | 0.48072 | 0.53703 | 0.59676 | 0.65844 | 0.71965 | 0.78215 | 0.84067 | 0.90068 | 0.9594 | 1.0166 | 1.0735 | 1.1314 | 1.181 | 1.2318 |  | 0.0019639 | 0.0037551 | 0.0019486 | 0.0030248 | 0.0045059 | 0.0066481 | 0.0094695 | 0.013353 | 0.017966 | 0.023129 | 0.029672 | 0.03626 | 0.044831 | 0.052886 | 0.062512 | 0.071737 | 0.081244 | 0.090573 | 0.099784 | 0.10823 | 0.11755 | 0.12737 | 0.13716 | 0.14739 | 0.15562 | 0.16528 | 0.17515 | 0.18437 | 0.19352 | 0.20374 | 0.20922 | 0.21721 |  | 0.0019639 | 0.0037551 | 0.0062077 | 0.0097647 | 0.014712 | 0.021505 | 0.029245 | 0.03861 | 0.048506 | 0.059078 | 0.07357 | 0.089465 | 0.11093 | 0.13272 | 0.15913 | 0.18603 | 0.21485 | 0.24428 | 0.27442 | 0.30389 | 0.33645 | 0.37179 | 0.40905 | 0.4492 | 0.48721 | 0.52848 | 0.57026 | 0.61229 | 0.65551 | 0.70138 | 0.74045 | 0.78327 |  | 0.0019639 | 0.0037551 | 0.0062077 | 0.0097975 | 0.014918 | 0.022208 | 0.03102 | 0.04257 | 0.056153 | 0.072458 | 0.095898 | 0.12328 | 0.16115 | 0.20267 | 0.25355 | 0.30659 | 0.36353 | 0.42177 | 0.48072 | 0.53703 | 0.59676 | 0.65844 | 0.71965 | 0.78215 | 0.84067 | 0.90068 | 0.9594 | 1.0166 | 1.0735 | 1.1314 | 1.181 | 1.2318 |  | 0.0019639 | 0.014104 | 0.020251 | 0.029654 | 0.041832 | 0.063085 | 0.095129 | 0.13545 | 0.18198 | 0.23468 | 0.29646 | 0.36176 | 0.43391 | 0.50554 | 0.58229 | 0.65866 | 0.73591 | 0.81228 | 0.8872 | 0.95849 | 1.0248 | 1.0828 | 1.1353 | 1.184 | 1.2235 | 1.2618 | 1.2978 | 1.3335 | 1.3699 | 1.4092 | 1.4397 | 1.4752
Golborne |  | 0.0042024 | 0.0080355 | 0.013284 | 0.020966 | 0.031924 | 0.047522 | 0.066378 | 0.091096 | 0.12016 | 0.15505 | 0.20451 | 0.26146 | 0.34053 | 0.42693 | 0.53306 | 0.64334 | 0.76154 | 0.88221 | 1.004 | 1.1198 | 1.2424 | 1.3681 | 1.4912 | 1.6155 | 1.7303 | 1.8475 | 1.9619 | 2.0719 | 2.1801 | 2.29 | 2.3812 | 2.4744 |  | 0.0042024 | 0.0080355 | 0.0041698 | 0.0064727 | 0.0096422 | 0.014226 | 0.020264 | 0.028575 | 0.038445 | 0.049494 | 0.063496 | 0.077591 | 0.095933 | 0.11317 | 0.13377 | 0.15351 | 0.17385 | 0.19382 | 0.21353 | 0.23161 | 0.25153 | 0.27255 | 0.29351 | 0.31539 | 0.333 | 0.35369 | 0.3748 | 0.39453 | 0.4141 | 0.43597 | 0.44771 | 0.46481 |  | 0.0042024 | 0.0080355 | 0.013284 | 0.020895 | 0.031482 | 0.046019 | 0.06258 | 0.08262 | 0.1038 | 0.12642 | 0.15673 | 0.1891 | 0.23306 | 0.27725 | 0.33102 | 0.38536 | 0.44339 | 0.50241 | 0.56255 | 0.62096 | 0.6854 | 0.75467 | 0.82655 | 0.90307 | 0.97397 | 1.0511 | 1.1292 | 1.2067 | 1.2857 | 1.3699 | 1.4385 | 1.5147 |  | 0.0042024 | 0.0080355 | 0.013284 | 0.020966 | 0.031924 | 0.047522 | 0.066378 | 0.091096 | 0.12016 | 0.15505 | 0.20451 | 0.26146 | 0.34053 | 0.42693 | 0.53306 | 0.64334 | 0.76154 | 0.88221 | 1.004 | 1.1198 | 1.2424 | 1.3681 | 1.4912 | 1.6155 | 1.7303 | 1.8475 | 1.9619 | 2.0719 | 2.1801 | 2.29 | 2.3812 | 2.4744 |  | 0.0042024 | 0.03018 | 0.043335 | 0.061169 | 0.083088 | 0.11744 | 0.16587 | 0.22638 | 0.29476 | 0.37131 | 0.4627 | 0.55845 | 0.66878 | 0.77786 | 0.89781 | 1.0169 | 1.1384 | 1.2591 | 1.3781 | 1.4916 | 1.6015 | 1.703 | 1.7983 | 1.8902 | 1.9672 | 2.0457 | 2.1217 | 2.1963 | 2.2717 | 2.353 | 2.4144 | 2.4861
Gowhole |  | 0.0024399 | 0.0046654 | 0.0077125 | 0.012173 | 0.018535 | 0.027591 | 0.038539 | 0.05289 | 0.069765 | 0.090022 | 0.11933 | 0.15377 | 0.20134 | 0.25355 | 0.31749 | 0.38421 | 0.4559 | 0.52928 | 0.60366 | 0.67482 | 0.7504 | 0.82868 | 0.9068 | 0.98691 | 1.0624 | 1.1399 | 1.2159 | 1.2903 | 1.3644 | 1.4401 | 1.5058 | 1.573 |  | 0.0024399 | 0.0046654 | 0.002421 | 0.003758 | 0.0055982 | 0.0082596 | 0.011765 | 0.01659 | 0.022321 | 0.028736 | 0.036865 | 0.045049 | 0.055698 | 0.065705 | 0.077665 | 0.089126 | 0.10094 | 0.11253 | 0.12397 | 0.13447 | 0.14604 | 0.15824 | 0.17041 | 0.18311 | 0.19334 | 0.20535 | 0.21761 | 0.22906 | 0.24042 | 0.25312 | 0.25994 | 0.26986 |  | 0.0024399 | 0.0046654 | 0.0077125 | 0.012132 | 0.018278 | 0.026718 | 0.036334 | 0.047969 | 0.060264 | 0.073399 | 0.091585 | 0.11176 | 0.13895 | 0.16665 | 0.20018 | 0.23443 | 0.27118 | 0.30877 | 0.34735 | 0.38517 | 0.42699 | 0.47254 | 0.5209 | 0.57326 | 0.62323 | 0.67748 | 0.73239 | 0.78791 | 0.84517 | 0.9059 | 0.95843 | 1.0158 |  | 0.0024399 | 0.0046654 | 0.0077125 | 0.012173 | 0.018535 | 0.027591 | 0.038539 | 0.05289 | 0.069765 | 0.090022 | 0.11933 | 0.15377 | 0.20134 | 0.25355 | 0.31749 | 0.38421 | 0.4559 | 0.52928 | 0.60366 | 0.67482 | 0.7504 | 0.82868 | 0.9068 | 0.98691 | 1.0624 | 1.1399 | 1.2159 | 1.2903 | 1.3644 | 1.4401 | 1.5058 | 1.573 |  | 0.0024399 | 0.017522 | 0.02516 | 0.037437 | 0.053643 | 0.083002 | 0.12817 | 0.18512 | 0.25122 | 0.3263 | 0.41386 | 0.50663 | 0.60789 | 0.70853 | 0.81551 | 0.92202 | 1.0295 | 1.1355 | 1.2393 | 1.3381 | 1.4286 | 1.5064 | 1.576 | 1.6394 | 1.6901 | 1.7384 | 1.7831 | 1.8277 | 1.8734 | 1.9229 | 1.9615 | 2.0066
Grane Rd & Prinny Hill |  | 0.0010485 | 0.0020049 | 0.0033143 | 0.0052309 | 0.007965 | 0.011857 | 0.016561 | 0.022728 | 0.02998 | 0.038685 | 0.051255 | 0.066 | 0.086377 | 0.10873 | 0.13611 | 0.16467 | 0.19535 | 0.22675 | 0.25856 | 0.28898 | 0.32127 | 0.35469 | 0.38799 | 0.42211 | 0.45418 | 0.48712 | 0.51939 | 0.55096 | 0.58238 | 0.61443 | 0.64213 | 0.67049 |  | 0.0010485 | 0.0020049 | 0.0010404 | 0.0016149 | 0.0024057 | 0.0035494 | 0.0050558 | 0.0071294 | 0.0095921 | 0.012349 | 0.015842 | 0.019359 | 0.023935 | 0.028236 | 0.033375 | 0.0383 | 0.043376 | 0.048357 | 0.053275 | 0.057786 | 0.062757 | 0.068 | 0.073231 | 0.07869 | 0.083084 | 0.088245 | 0.093512 | 0.098434 | 0.10332 | 0.10877 | 0.1117 | 0.11597 |  | 0.0010485 | 0.0020049 | 0.0033143 | 0.0052134 | 0.0078547 | 0.011482 | 0.015614 | 0.020614 | 0.025898 | 0.031542 | 0.039333 | 0.047948 | 0.059563 | 0.071383 | 0.085701 | 0.10031 | 0.11598 | 0.13199 | 0.14842 | 0.16451 | 0.18229 | 0.20164 | 0.22216 | 0.24434 | 0.26547 | 0.28841 | 0.31162 | 0.33507 | 0.35923 | 0.38486 | 0.40693 | 0.43104 |  | 0.0010485 | 0.0020049 | 0.0033143 | 0.0052309 | 0.007965 | 0.011857 | 0.016561 | 0.022728 | 0.02998 | 0.038685 | 0.051255 | 0.066 | 0.086377 | 0.10873 | 0.13611 | 0.16467 | 0.19535 | 0.22675 | 0.25856 | 0.28898 | 0.32127 | 0.35469 | 0.38799 | 0.42211 | 0.45418 | 0.48712 | 0.51939 | 0.55096 | 0.58238 | 0.61443 | 0.64213 | 0.67049 |  | 0.0010485 | 0.0075299 | 0.010812 | 0.01601 | 0.022833 | 0.035091 | 0.053861 | 0.077506 | 0.1049 | 0.13597 | 0.17224 | 0.21062 | 0.25261 | 0.29431 | 0.3387 | 0.38285 | 0.42739 | 0.47134 | 0.51436 | 0.55523 | 0.59278 | 0.62512 | 0.65408 | 0.68056 | 0.70176 | 0.72207 | 0.74093 | 0.75974 | 0.77902 | 0.79995 | 0.81622 | 0.8353
Grange |  | 0.0021769 | 0.0041624 | 0.006881 | 0.01086 | 0.016537 | 0.024616 | 0.034384 | 0.047188 | 0.062244 | 0.080317 | 0.10616 | 0.13617 | 0.17774 | 0.22326 | 0.2791 | 0.33722 | 0.39959 | 0.46333 | 0.52778 | 0.58924 | 0.65437 | 0.72142 | 0.78763 | 0.85494 | 0.91762 | 0.98176 | 1.0445 | 1.1053 | 1.1654 | 1.2266 | 1.2784 | 1.3314 |  | 0.0021769 | 0.0041624 | 0.00216 | 0.0033529 | 0.0049947 | 0.0073692 | 0.010497 | 0.014802 | 0.019915 | 0.025638 | 0.032891 | 0.040193 | 0.049694 | 0.058622 | 0.069293 | 0.079518 | 0.090056 | 0.1004 | 0.11061 | 0.11997 | 0.13029 | 0.14118 | 0.15204 | 0.16337 | 0.1725 | 0.18321 | 0.19415 | 0.20436 | 0.21451 | 0.22583 | 0.23191 | 0.24077 |  | 0.0021769 | 0.0041624 | 0.006881 | 0.010824 | 0.016308 | 0.023838 | 0.032417 | 0.042798 | 0.053767 | 0.065486 | 0.081406 | 0.098687 | 0.12208 | 0.14572 | 0.17444 | 0.20359 | 0.23479 | 0.26659 | 0.29911 | 0.33081 | 0.36582 | 0.40367 | 0.44334 | 0.48587 | 0.52581 | 0.56919 | 0.61312 | 0.65708 | 0.70213 | 0.75 | 0.79011 | 0.83428 |  | 0.0021769 | 0.0041624 | 0.006881 | 0.01086 | 0.016537 | 0.024616 | 0.034384 | 0.047188 | 0.062244 | 0.080317 | 0.10616 | 0.13617 | 0.17774 | 0.22326 | 0.2791 | 0.33722 | 0.39959 | 0.46333 | 0.52778 | 0.58924 | 0.65437 | 0.72142 | 0.78763 | 0.85494 | 0.91762 | 0.98176 | 1.0445 | 1.1053 | 1.1654 | 1.2266 | 1.2784 | 1.3314 |  | 0.0021769 | 0.015633 | 0.022448 | 0.0324 | 0.045047 | 0.066278 | 0.097571 | 0.13685 | 0.18187 | 0.23267 | 0.29254 | 0.35564 | 0.42629 | 0.49632 | 0.57198 | 0.64721 | 0.72349 | 0.79899 | 0.87316 | 0.94377 | 1.0103 | 1.0696 | 1.124 | 1.1751 | 1.2171 | 1.2586 | 1.2981 | 1.337 | 1.3767 | 1.4195 | 1.4523 | 1.4906
Great Harwood |  | 0.0013601 | 0.0026006 | 0.0042992 | 0.0067854 | 0.010332 | 0.01538 | 0.021483 | 0.029483 | 0.03889 | 0.050181 | 0.066592 | 0.085969 | 0.1127 | 0.14207 | 0.178 | 0.21554 | 0.25589 | 0.29722 | 0.33914 | 0.3793 | 0.42198 | 0.4663 | 0.51068 | 0.55635 | 0.59954 | 0.64397 | 0.68753 | 0.73035 | 0.77314 | 0.81683 | 0.85503 | 0.89414 |  | 0.0013601 | 0.0026006 | 0.0013495 | 0.0020948 | 0.0031206 | 0.0046042 | 0.0065582 | 0.009248 | 0.012443 | 0.016018 | 0.02055 | 0.025112 | 0.031048 | 0.036626 | 0.043293 | 0.049682 | 0.056266 | 0.062727 | 0.069107 | 0.074958 | 0.081407 | 0.088208 | 0.094993 | 0.10207 | 0.10777 | 0.11447 | 0.1213 | 0.12769 | 0.13402 | 0.1411 | 0.1449 | 0.15043 |  | 0.0013601 | 0.0026006 | 0.0042992 | 0.0067627 | 0.010189 | 0.014894 | 0.020254 | 0.02674 | 0.033593 | 0.040915 | 0.051128 | 0.062552 | 0.07792 | 0.09362 | 0.11261 | 0.13204 | 0.15292 | 0.1743 | 0.19627 | 0.21784 | 0.2417 | 0.26777 | 0.29557 | 0.32577 | 0.35475 | 0.3862 | 0.41802 | 0.45031 | 0.48368 | 0.51904 | 0.54993 | 0.58354 |  | 0.0013601 | 0.0026006 | 0.0042992 | 0.0067854 | 0.010332 | 0.01538 | 0.021483 | 0.029483 | 0.03889 | 0.050181 | 0.066592 | 0.085969 | 0.1127 | 0.14207 | 0.178 | 0.21554 | 0.25589 | 0.29722 | 0.33914 | 0.3793 | 0.42198 | 0.4663 | 0.51068 | 0.55635 | 0.59954 | 0.64397 | 0.68753 | 0.73035 | 0.77314 | 0.81683 | 0.85503 | 0.89414 |  | 0.0013601 | 0.0097676 | 0.014025 | 0.021115 | 0.030593 | 0.04818 | 0.075578 | 0.11015 | 0.1504 | 0.19619 | 0.2494 | 0.30583 | 0.36696 | 0.42771 | 0.49196 | 0.55591 | 0.62028 | 0.68371 | 0.74572 | 0.80458 | 0.85807 | 0.90338 | 0.94348 | 0.97961 | 1.0082 | 1.035 | 1.0596 | 1.0842 | 1.1095 | 1.1371 | 1.1587 | 1.1841
Green Lane (Altrincham) |  | 0.0015258 | 0.0029174 | 0.0048228 | 0.0076118 | 0.01159 | 0.017253 | 0.024099 | 0.033073 | 0.043626 | 0.056293 | 0.074578 | 0.096022 | 0.12566 | 0.15817 | 0.19799 | 0.23953 | 0.28415 | 0.32981 | 0.37608 | 0.42031 | 0.46727 | 0.51585 | 0.56422 | 0.61374 | 0.66028 | 0.70805 | 0.75482 | 0.80056 | 0.84607 | 0.89248 | 0.93254 | 0.97355 |  | 0.0015258 | 0.0029174 | 0.0015139 | 0.00235 | 0.0035007 | 0.005165 | 0.007357 | 0.010374 | 0.013958 | 0.017969 | 0.023053 | 0.028171 | 0.03483 | 0.041087 | 0.048566 | 0.055733 | 0.063119 | 0.070367 | 0.077524 | 0.084088 | 0.091322 | 0.098951 | 0.10656 | 0.11451 | 0.1209 | 0.12841 | 0.13608 | 0.14324 | 0.15034 | 0.15828 | 0.16255 | 0.16875 |  | 0.0015258 | 0.0029174 | 0.0048228 | 0.0075863 | 0.01143 | 0.016708 | 0.022721 | 0.029996 | 0.037685 | 0.045899 | 0.057231 | 0.069753 | 0.086639 | 0.10382 | 0.12463 | 0.14586 | 0.16864 | 0.19192 | 0.2158 | 0.23918 | 0.26503 | 0.29314 | 0.32291 | 0.35507 | 0.38567 | 0.41888 | 0.45249 | 0.48642 | 0.52135 | 0.55841 | 0.59028 | 0.62512 |  | 0.0015258 | 0.0029174 | 0.0048228 | 0.0076118 | 0.01159 | 0.017253 | 0.024099 | 0.033073 | 0.043626 | 0.056293 | 0.074578 | 0.096022 | 0.12566 | 0.15817 | 0.19799 | 0.23953 | 0.28415 | 0.32981 | 0.37608 | 0.42031 | 0.46727 | 0.51585 | 0.56422 | 0.61374 | 0.66028 | 0.70805 | 0.75482 | 0.80056 | 0.84607 | 0.89248 | 0.93254 | 0.97355 |  | 0.0015258 | 0.010957 | 0.015733 | 0.023279 | 0.033176 | 0.050834 | 0.077791 | 0.11176 | 0.1511 | 0.19575 | 0.24792 | 0.30315 | 0.3637 | 0.42387 | 0.48801 | 0.55187 | 0.61636 | 0.68004 | 0.74246 | 0.80182 | 0.85656 | 0.90394 | 0.9465 | 0.98556 | 1.017 | 1.0471 | 1.0752 | 1.1031 | 1.1317 | 1.1625 | 1.1865 | 1.2146
Green Lane (Hazel Grove) |  | 0.0040597 | 0.0077626 | 0.012833 | 0.020253 | 0.030839 | 0.045908 | 0.064124 | 0.088002 | 0.11608 | 0.14979 | 0.19764 | 0.25282 | 0.32942 | 0.41315 | 0.51597 | 0.62285 | 0.73742 | 0.85441 | 0.97253 | 1.0849 | 1.2039 | 1.326 | 1.4457 | 1.5668 | 1.6788 | 1.7931 | 1.9047 | 2.0123 | 2.1182 | 2.2257 | 2.3153 | 2.4069 |  | 0.0040597 | 0.0077626 | 0.0040282 | 0.0062528 | 0.0093147 | 0.013743 | 0.019575 | 0.027604 | 0.037139 | 0.047812 | 0.061339 | 0.074956 | 0.092675 | 0.10932 | 0.12923 | 0.14829 | 0.16795 | 0.18723 | 0.20627 | 0.22374 | 0.24299 | 0.26329 | 0.28354 | 0.30468 | 0.32169 | 0.34167 | 0.36207 | 0.38112 | 0.40004 | 0.42116 | 0.4325 | 0.44902 |  | 0.0040597 | 0.0077626 | 0.012833 | 0.020186 | 0.030412 | 0.044456 | 0.060455 | 0.079814 | 0.10027 | 0.12213 | 0.15148 | 0.18293 | 0.2256 | 0.26855 | 0.32079 | 0.37363 | 0.43008 | 0.48751 | 0.54607 | 0.60299 | 0.66579 | 0.73337 | 0.80363 | 0.87852 | 0.94808 | 1.0237 | 1.1003 | 1.1764 | 1.2542 | 1.3368 | 1.4046 | 1.4797 |  | 0.0040597 | 0.0077626 | 0.012833 | 0.020253 | 0.030839 | 0.045908 | 0.064124 | 0.088002 | 0.11608 | 0.14979 | 0.19764 | 0.25282 | 0.32942 | 0.41315 | 0.51597 | 0.62285 | 0.73742 | 0.85441 | 0.97253 | 1.0849 | 1.2039 | 1.326 | 1.4457 | 1.5668 | 1.6788 | 1.7931 | 1.9047 | 2.0123 | 2.1182 | 2.2257 | 2.3153 | 2.4069 |  | 0.0040597 | 0.029155 | 0.041863 | 0.059335 | 0.080952 | 0.11529 | 0.16416 | 0.22527 | 0.29454 | 0.37221 | 0.46466 | 0.56162 | 0.67265 | 0.78245 | 0.90274 | 1.0222 | 1.1439 | 1.2646 | 1.3835 | 1.4969 | 1.6061 | 1.7061 | 1.7995 | 1.8893 | 1.964 | 2.0399 | 2.1131 | 2.185 | 2.2579 | 2.3364 | 2.3959 | 2.4654
Green St T11 |  | 0.0011529 | 0.0022045 | 0.0036443 | 0.0057517 | 0.008758 | 0.013037 | 0.01821 | 0.024991 | 0.032965 | 0.042537 | 0.056568 | 0.073279 | 0.096283 | 0.1216 | 0.15254 | 0.18491 | 0.21975 | 0.25547 | 0.29177 | 0.32661 | 0.36371 | 0.40238 | 0.44137 | 0.48172 | 0.52015 | 0.55976 | 0.59866 | 0.63713 | 0.67574 | 0.71523 | 0.75022 | 0.78608 |  | 0.0011529 | 0.0022045 | 0.001144 | 0.0017757 | 0.0026452 | 0.0039028 | 0.0055591 | 0.0078392 | 0.010547 | 0.013578 | 0.017419 | 0.021287 | 0.026318 | 0.031047 | 0.036698 | 0.042114 | 0.047695 | 0.053172 | 0.058579 | 0.06354 | 0.069006 | 0.074771 | 0.080522 | 0.086525 | 0.091356 | 0.097031 | 0.10282 | 0.10823 | 0.1136 | 0.1196 | 0.12283 | 0.12752 |  | 0.0011529 | 0.0022045 | 0.0036443 | 0.0057325 | 0.0086368 | 0.012625 | 0.017168 | 0.022666 | 0.028476 | 0.034683 | 0.04346 | 0.05343 | 0.0668 | 0.08053 | 0.097108 | 0.11414 | 0.13247 | 0.15127 | 0.17066 | 0.18975 | 0.2109 | 0.23409 | 0.25903 | 0.28626 | 0.31264 | 0.34126 | 0.37021 | 0.39975 | 0.43037 | 0.4628 | 0.4916 | 0.5228 |  | 0.0011529 | 0.0022045 | 0.0036443 | 0.0057517 | 0.008758 | 0.013037 | 0.01821 | 0.024991 | 0.032965 | 0.042537 | 0.056568 | 0.073279 | 0.096283 | 0.1216 | 0.15254 | 0.18491 | 0.21975 | 0.25547 | 0.29177 | 0.32661 | 0.36371 | 0.40238 | 0.44137 | 0.48172 | 0.52015 | 0.55976 | 0.59866 | 0.63713 | 0.67574 | 0.71523 | 0.75022 | 0.78608 |  | 0.0011529 | 0.0082796 | 0.011889 | 0.018295 | 0.027048 | 0.043888 | 0.070606 | 0.10439 | 0.14393 | 0.18905 | 0.24126 | 0.29677 | 0.35629 | 0.41553 | 0.47776 | 0.53976 | 0.60204 | 0.66335 | 0.72324 | 0.78006 | 0.8311 | 0.87363 | 0.91077 | 0.9437 | 0.96938 | 0.99291 | 1.014 | 1.0354 | 1.0574 | 1.0813 | 1.1004 | 1.1227
Green St T12 & T13 |  | 0.0032963 | 0.0063029 | 0.01042 | 0.016445 | 0.025041 | 0.037275 | 0.052066 | 0.071454 | 0.094253 | 0.12162 | 0.1611 | 0.20737 | 0.27133 | 0.34148 | 0.42742 | 0.51705 | 0.61333 | 0.71184 | 0.81163 | 0.90702 | 1.0083 | 1.113 | 1.2173 | 1.324 | 1.4243 | 1.5272 | 1.6279 | 1.7264 | 1.8244 | 1.9243 | 2.0105 | 2.0987 |  | 0.0032963 | 0.0063029 | 0.0032708 | 0.0050771 | 0.0075632 | 0.011159 | 0.015894 | 0.022413 | 0.030156 | 0.038822 | 0.049805 | 0.060862 | 0.075249 | 0.088768 | 0.10493 | 0.12041 | 0.13637 | 0.15203 | 0.16749 | 0.18167 | 0.1973 | 0.21378 | 0.23022 | 0.24739 | 0.2612 | 0.27743 | 0.29399 | 0.30946 | 0.32481 | 0.34197 | 0.35118 | 0.36459 |  | 0.0032963 | 0.0063029 | 0.01042 | 0.01639 | 0.024694 | 0.036097 | 0.049087 | 0.064806 | 0.081417 | 0.099163 | 0.12362 | 0.15062 | 0.18703 | 0.22407 | 0.26894 | 0.3147 | 0.36377 | 0.41393 | 0.46536 | 0.51571 | 0.57136 | 0.63188 | 0.69594 | 0.76515 | 0.83097 | 0.90242 | 0.97474 | 1.0477 | 1.1228 | 1.2026 | 1.271 | 1.3459 |  | 0.0032963 | 0.0063029 | 0.01042 | 0.016445 | 0.025041 | 0.037275 | 0.052066 | 0.071454 | 0.094253 | 0.12162 | 0.1611 | 0.20737 | 0.27133 | 0.34148 | 0.42742 | 0.51705 | 0.61333 | 0.71184 | 0.81163 | 0.90702 | 1.0083 | 1.113 | 1.2173 | 1.324 | 1.4243 | 1.5272 | 1.6279 | 1.7264 | 1.8244 | 1.9243 | 2.0105 | 2.0987 |  | 0.0032963 | 0.023673 | 0.033992 | 0.050215 | 0.071454 | 0.10932 | 0.16708 | 0.23984 | 0.32406 | 0.41959 | 0.5312 | 0.6493 | 0.77883 | 0.90745 | 1.0446 | 1.1811 | 1.3189 | 1.4549 | 1.5881 | 1.7147 | 1.8315 | 1.9325 | 2.0231 | 2.1064 | 2.1732 | 2.2375 | 2.2973 | 2.3569 | 2.4178 | 2.4838 | 2.5351 | 2.5951
Greenfield |  | 0.0013529 | 0.0025869 | 0.0042765 | 0.0067495 | 0.010277 | 0.015299 | 0.021369 | 0.029327 | 0.038684 | 0.049916 | 0.066117 | 0.085101 | 0.11134 | 0.14012 | 0.17538 | 0.21216 | 0.25166 | 0.29207 | 0.33301 | 0.37215 | 0.41369 | 0.45665 | 0.4994 | 0.54315 | 0.58425 | 0.62642 | 0.66771 | 0.70807 | 0.74821 | 0.78914 | 0.82443 | 0.86055 |  | 0.0013529 | 0.0025869 | 0.0013424 | 0.0020838 | 0.0031041 | 0.0045799 | 0.0065235 | 0.0091991 | 0.012377 | 0.015934 | 0.020441 | 0.024979 | 0.030884 | 0.036433 | 0.043065 | 0.049419 | 0.055969 | 0.062396 | 0.068741 | 0.074562 | 0.080977 | 0.087742 | 0.094491 | 0.10154 | 0.1072 | 0.11386 | 0.12066 | 0.12701 | 0.13331 | 0.14035 | 0.14413 | 0.14964 |  | 0.0013529 | 0.0025869 | 0.0042765 | 0.0067269 | 0.010135 | 0.014815 | 0.020147 | 0.026598 | 0.033416 | 0.040699 | 0.050734 | 0.061808 | 0.076744 | 0.091934 | 0.11034 | 0.1291 | 0.14923 | 0.1698 | 0.19089 | 0.21154 | 0.23436 | 0.25917 | 0.28543 | 0.31379 | 0.34075 | 0.37001 | 0.39963 | 0.42951 | 0.46028 | 0.49292 | 0.52094 | 0.55158 |  | 0.0013529 | 0.0025869 | 0.0042765 | 0.0067495 | 0.010277 | 0.015299 | 0.021369 | 0.029327 | 0.038684 | 0.049916 | 0.066117 | 0.085101 | 0.11134 | 0.14012 | 0.17538 | 0.21216 | 0.25166 | 0.29207 | 0.33301 | 0.37215 | 0.41369 | 0.45665 | 0.4994 | 0.54315 | 0.58425 | 0.62642 | 0.66771 | 0.70807 | 0.74821 | 0.78914 | 0.82443 | 0.86055 |  | 0.0013529 | 0.009716 | 0.013951 | 0.020599 | 0.029298 | 0.044773 | 0.068354 | 0.098056 | 0.13244 | 0.17144 | 0.21702 | 0.26527 | 0.31823 | 0.37082 | 0.42695 | 0.4828 | 0.53921 | 0.59493 | 0.64953 | 0.70146 | 0.74939 | 0.79093 | 0.82828 | 0.86261 | 0.89024 | 0.91683 | 0.94159 | 0.96623 | 0.99141 | 1.0187 | 1.0398 | 1.0646
Greenhill |  | 0.0022727 | 0.0043457 | 6.0072 | 6.0113 | 6.0173 | 6.0257 | 6.0359 | 6.0493 | 6.065 | 6.0839 | 6.1118 | 6.1454 | 6.1915 | 6.2424 | 6.3045 | 6.3696 | 6.4397 | 6.5117 | 6.585 | 6.6556 | 6.7308 | 6.8096 | 6.8896 | 6.9729 | 7.0528 | 7.1353 | 7.2165 | 7.2973 | 7.3787 | 7.4621 | 7.537 | 7.6138 |  | 0.0022727 | 0.0043457 | 0.0022551 | 0.0035005 | 0.0052146 | 0.0076936 | 0.010959 | 0.015453 | 0.020792 | 0.026767 | 0.034339 | 0.041962 | 0.051882 | 0.061203 | 0.072344 | 0.083019 | 0.094021 | 0.10482 | 0.11548 | 0.12526 | 0.13603 | 0.1474 | 0.15873 | 0.17057 | 0.18009 | 0.19128 | 0.2027 | 0.21336 | 0.22395 | 0.23578 | 0.24213 | 0.25137 |  | 0.0022727 | 0.0043457 | 6.0072 | 6.0113 | 6.017 | 6.0249 | 6.0338 | 6.0447 | 6.0561 | 6.0684 | 6.086 | 6.1063 | 6.1334 | 6.1615 | 6.1952 | 6.2301 | 6.2677 | 6.3063 | 6.3463 | 6.3858 | 6.4296 | 6.4778 | 6.5301 | 6.5875 | 6.6437 | 6.7046 | 6.7661 | 6.8293 | 6.895 | 6.9645 | 7.0272 | 7.0948 |  | 0.0022727 | 0.0043457 | 6.0072 | 6.0113 | 6.0173 | 6.0257 | 6.0359 | 6.0493 | 6.065 | 6.0839 | 6.1118 | 6.1454 | 6.1915 | 6.2424 | 6.3045 | 6.3696 | 6.4397 | 6.5117 | 6.585 | 6.6556 | 6.7308 | 6.8096 | 6.8896 | 6.9729 | 7.0528 | 7.1353 | 7.2165 | 7.2973 | 7.3787 | 7.4621 | 7.537 | 7.6138 |  | 0.0022727 | 0.016322 | 0.023436 | 0.036981 | 0.055895 | 0.093533 | 0.15423 | 0.23109 | 0.32146 | 0.4248 | 0.54396 | 0.67087 | 0.80567 | 0.93995 | 1.0802 | 1.2199 | 1.36 | 1.4977 | 1.632 | 1.7594 | 1.8725 | 1.9651 | 2.0449 | 2.1144 | 2.1677 | 2.2153 | 2.2571 | 2.2997 | 2.3439 | 2.3921 | 2.431 | 2.4765
Griffin |  | 0.0047364 | 0.0090565 | 0.014972 | 0.023629 | 0.03598 | 0.05356 | 0.074812 | 0.10267 | 0.13543 | 0.17475 | 0.23058 | 0.29496 | 0.38431 | 0.48199 | 0.60193 | 0.72661 | 0.86027 | 0.99675 | 1.1345 | 1.2657 | 1.4044 | 1.5468 | 1.6865 | 1.8276 | 1.9582 | 2.0914 | 2.2215 | 2.3469 | 2.4702 | 2.5955 | 2.6999 | 2.8065 |  | 0.0047364 | 0.0090565 | 0.0046996 | 0.007295 | 0.010867 | 0.016034 | 0.022838 | 0.032205 | 0.04333 | 0.055782 | 0.071563 | 0.08745 | 0.10812 | 0.12755 | 0.15076 | 0.17301 | 0.19594 | 0.21844 | 0.24066 | 0.26104 | 0.28349 | 0.30717 | 0.3308 | 0.35546 | 0.37531 | 0.39862 | 0.42242 | 0.44465 | 0.46671 | 0.49136 | 0.50459 | 0.52386 |  | 0.0047364 | 0.0090565 | 0.014972 | 0.02355 | 0.035482 | 0.051866 | 0.070532 | 0.093118 | 0.11699 | 0.14248 | 0.17673 | 0.21341 | 0.26319 | 0.31328 | 0.37422 | 0.43585 | 0.5017 | 0.56869 | 0.63699 | 0.70339 | 0.77664 | 0.85545 | 0.93735 | 1.0246 | 1.1057 | 1.1938 | 1.283 | 1.3717 | 1.4622 | 1.5585 | 1.6374 | 1.7248 |  | 0.0047364 | 0.0090565 | 0.014972 | 0.023629 | 0.03598 | 0.05356 | 0.074812 | 0.10267 | 0.13543 | 0.17475 | 0.23058 | 0.29496 | 0.38431 | 0.48199 | 0.60193 | 0.72661 | 0.86027 | 0.99675 | 1.1345 | 1.2657 | 1.4044 | 1.5468 | 1.6865 | 1.8276 | 1.9582 | 2.0914 | 2.2215 | 2.3469 | 2.4702 | 2.5955 | 2.6999 | 2.8065 |  | 0.0047364 | 0.034015 | 0.048841 | 0.069215 | 0.094418 | 0.13436 | 0.19112 | 0.2621 | 0.34254 | 0.43275 | 0.54016 | 0.65282 | 0.78193 | 0.90964 | 1.0496 | 1.1887 | 1.3303 | 1.4709 | 1.6094 | 1.7415 | 1.8688 | 1.9856 | 2.0948 | 2.1998 | 2.2873 | 2.3761 | 2.4618 | 2.5459 | 2.6312 | 2.723 | 2.7925 | 2.8737
Hadfield |  | 0.0020542 | 0.0039279 | 0.0064933 | 0.010248 | 0.015605 | 0.023229 | 0.032447 | 0.044529 | 0.058737 | 0.075791 | 0.10012 | 0.12832 | 0.16741 | 0.21018 | 0.26266 | 0.31728 | 0.37586 | 0.43571 | 0.49621 | 0.55385 | 0.61492 | 0.67774 | 0.73965 | 0.80251 | 0.86093 | 0.92069 | 0.97908 | 1.0356 | 1.0915 | 1.1483 | 1.1962 | 1.2451 |  | 0.0020542 | 0.0039279 | 0.0020383 | 0.0031639 | 0.0047132 | 0.0069539 | 0.0099051 | 0.013968 | 0.018793 | 0.024193 | 0.031037 | 0.037928 | 0.046894 | 0.055318 | 0.065388 | 0.075037 | 0.084982 | 0.09474 | 0.10437 | 0.11321 | 0.12295 | 0.13322 | 0.14347 | 0.15417 | 0.16278 | 0.17289 | 0.18321 | 0.19285 | 0.20242 | 0.21311 | 0.21885 | 0.2272 |  | 0.0020542 | 0.0039279 | 0.0064933 | 0.010214 | 0.015389 | 0.022495 | 0.03059 | 0.040386 | 0.050738 | 0.061796 | 0.076768 | 0.092953 | 0.11488 | 0.13701 | 0.1639 | 0.19117 | 0.22034 | 0.25006 | 0.28042 | 0.30999 | 0.34264 | 0.37789 | 0.41476 | 0.45424 | 0.4912 | 0.53136 | 0.57204 | 0.61268 | 0.6543 | 0.69852 | 0.73537 | 0.77602 |  | 0.0020542 | 0.0039279 | 0.0064933 | 0.010248 | 0.015605 | 0.023229 | 0.032447 | 0.044529 | 0.058737 | 0.075791 | 0.10012 | 0.12832 | 0.16741 | 0.21018 | 0.26266 | 0.31728 | 0.37586 | 0.43571 | 0.49621 | 0.55385 | 0.61492 | 0.67774 | 0.73965 | 0.80251 | 0.86093 | 0.92069 | 0.97908 | 1.0356 | 1.0915 | 1.1483 | 1.1962 | 1.2451 |  | 0.0020542 | 0.014752 | 0.021183 | 0.030405 | 0.042032 | 0.061302 | 0.089469 | 0.12479 | 0.16514 | 0.2106 | 0.26429 | 0.3208 | 0.38442 | 0.44742 | 0.51571 | 0.58357 | 0.65243 | 0.72062 | 0.78763 | 0.85144 | 0.91186 | 0.96606 | 1.016 | 1.0632 | 1.102 | 1.1407 | 1.1777 | 1.2142 | 1.2513 | 1.2914 | 1.322 | 1.3577
Hall Cross |  | 0.0025181 | 0.0048148 | 0.0079595 | 0.012562 | 0.019129 | 0.028475 | 0.039774 | 0.054584 | 0.072 | 0.092906 | 0.12301 | 0.15822 | 0.20691 | 0.2603 | 0.32572 | 0.39392 | 0.46716 | 0.54209 | 0.61796 | 0.69044 | 0.76736 | 0.84685 | 0.92583 | 1.0066 | 1.0823 | 1.1599 | 1.2359 | 1.3101 | 1.3838 | 1.459 | 1.5235 | 1.5896 |  | 0.0025181 | 0.0048148 | 0.0024985 | 0.0038784 | 0.0057775 | 0.0085242 | 0.012142 | 0.017122 | 0.023036 | 0.029656 | 0.038046 | 0.046492 | 0.057483 | 0.06781 | 0.080153 | 0.091981 | 0.10417 | 0.11613 | 0.12794 | 0.13878 | 0.15072 | 0.16331 | 0.17587 | 0.18898 | 0.19953 | 0.21193 | 0.22458 | 0.2364 | 0.24813 | 0.26123 | 0.26827 | 0.27851 |  | 0.0025181 | 0.0048148 | 0.0079595 | 0.01252 | 0.018864 | 0.027574 | 0.037498 | 0.049506 | 0.062195 | 0.075751 | 0.094377 | 0.11486 | 0.14252 | 0.17061 | 0.20466 | 0.23934 | 0.27653 | 0.31452 | 0.35344 | 0.39151 | 0.43359 | 0.47929 | 0.52757 | 0.57965 | 0.62905 | 0.68269 | 0.73697 | 0.79166 | 0.84792 | 0.90762 | 0.95866 | 1.0145 |  | 0.0025181 | 0.0048148 | 0.0079595 | 0.012562 | 0.019129 | 0.028475 | 0.039774 | 0.054584 | 0.072 | 0.092906 | 0.12301 | 0.15822 | 0.20691 | 0.2603 | 0.32572 | 0.39392 | 0.46716 | 0.54209 | 0.61796 | 0.69044 | 0.76736 | 0.84685 | 0.92583 | 1.0066 | 1.0823 | 1.1599 | 1.2359 | 1.3101 | 1.3838 | 1.459 | 1.5235 | 1.5896 |  | 0.0025181 | 0.018084 | 0.025966 | 0.03817 | 0.05405 | 0.082039 | 0.12446 | 0.17786 | 0.23956 | 0.30948 | 0.39129 | 0.47779 | 0.57302 | 0.66755 | 0.76859 | 0.86911 | 0.97066 | 1.071 | 1.1693 | 1.2627 | 1.3492 | 1.4245 | 1.4924 | 1.5549 | 1.6054 | 1.6543 | 1.7 | 1.7454 | 1.7918 | 1.842 | 1.8809 | 1.9265
Handforth |  | 0.0018573 | 0.0035514 | 0.005871 | 0.0092661 | 0.014109 | 0.021003 | 0.029337 | 0.040261 | 0.053107 | 0.068528 | 0.090453 | 0.11577 | 0.1509 | 0.18932 | 0.23648 | 0.28553 | 0.33812 | 0.39183 | 0.44608 | 0.49772 | 0.55241 | 0.60855 | 0.66371 | 0.71954 | 0.77125 | 0.82409 | 0.87569 | 0.9255 | 0.97457 | 1.0245 | 1.0662 | 1.1088 |  | 0.0018573 | 0.0035514 | 0.0018429 | 0.0028607 | 0.0042615 | 0.0062875 | 0.0089558 | 0.012629 | 0.016991 | 0.021874 | 0.028063 | 0.034293 | 0.042399 | 0.050017 | 0.059121 | 0.067845 | 0.076837 | 0.08566 | 0.094372 | 0.10236 | 0.11117 | 0.12046 | 0.12972 | 0.13939 | 0.14718 | 0.15632 | 0.16565 | 0.17437 | 0.18302 | 0.19268 | 0.19787 | 0.20543 |  | 0.0018573 | 0.0035514 | 0.005871 | 0.0092351 | 0.013914 | 0.020339 | 0.027658 | 0.036515 | 0.045875 | 0.055874 | 0.069336 | 0.083795 | 0.10341 | 0.12316 | 0.14719 | 0.17151 | 0.1975 | 0.22397 | 0.25096 | 0.27723 | 0.30622 | 0.33744 | 0.36995 | 0.40465 | 0.43696 | 0.47208 | 0.50766 | 0.54308 | 0.57929 | 0.61779 | 0.64952 | 0.68467 |  | 0.0018573 | 0.0035514 | 0.005871 | 0.0092661 | 0.014109 | 0.021003 | 0.029337 | 0.040261 | 0.053107 | 0.068528 | 0.090453 | 0.11577 | 0.1509 | 0.18932 | 0.23648 | 0.28553 | 0.33812 | 0.39183 | 0.44608 | 0.49772 | 0.55241 | 0.60855 | 0.66371 | 0.71954 | 0.77125 | 0.82409 | 0.87569 | 0.9255 | 0.97457 | 1.0245 | 1.0662 | 1.1088 |  | 0.0018573 | 0.013339 | 0.019153 | 0.027248 | 0.037325 | 0.053506 | 0.07671 | 0.10577 | 0.13883 | 0.176 | 0.2202 | 0.26669 | 0.31971 | 0.37226 | 0.42971 | 0.48688 | 0.54513 | 0.60302 | 0.6601 | 0.71464 | 0.76705 | 0.81496 | 0.85965 | 0.90245 | 0.93817 | 0.97415 | 1.0087 | 1.0427 | 1.077 | 1.1138 | 1.1419 | 1.1744
Hanging Bridge |  | 0.00036931 | 0.00070616 | 0.0011674 | 0.0018425 | 0.0028055 | 0.0041762 | 0.0058334 | 0.0080055 | 0.01056 | 0.013626 | 0.018139 | 0.023536 | 0.030957 | 0.03913 | 0.049114 | 0.05957 | 0.070826 | 0.082374 | 0.094117 | 0.1054 | 0.11743 | 0.12998 | 0.14269 | 0.15587 | 0.16846 | 0.18146 | 0.19423 | 0.20689 | 0.21963 | 0.23267 | 0.2443 | 0.25621 |  | 0.00036931 | 0.00070616 | 0.00036645 | 0.00056882 | 0.00084736 | 0.0012502 | 0.0017808 | 0.0025111 | 0.0033786 | 0.0043495 | 0.00558 | 0.0068188 | 0.0084307 | 0.0099453 | 0.011756 | 0.01349 | 0.015278 | 0.017033 | 0.018765 | 0.020354 | 0.022105 | 0.023951 | 0.025794 | 0.027717 | 0.029264 | 0.031082 | 0.032937 | 0.034671 | 0.036391 | 0.038313 | 0.039345 | 0.040847 |  | 0.00036931 | 0.00070616 | 0.0011674 | 0.0018363 | 0.0027666 | 0.0040442 | 0.0054996 | 0.0072607 | 0.0091218 | 0.01111 | 0.01394 | 0.017177 | 0.021513 | 0.025975 | 0.031359 | 0.036898 | 0.042867 | 0.048997 | 0.055321 | 0.061561 | 0.068474 | 0.076074 | 0.084275 | 0.093253 | 0.10199 | 0.11146 | 0.12105 | 0.13085 | 0.14103 | 0.15181 | 0.16145 | 0.17187 |  | 0.00036931 | 0.00070616 | 0.0011674 | 0.0018425 | 0.0028055 | 0.0041762 | 0.0058334 | 0.0080055 | 0.01056 | 0.013626 | 0.018139 | 0.023536 | 0.030957 | 0.03913 | 0.049114 | 0.05957 | 0.070826 | 0.082374 | 0.094117 | 0.1054 | 0.11743 | 0.12998 | 0.14269 | 0.15587 | 0.16846 | 0.18146 | 0.19423 | 0.20689 | 0.21963 | 0.23267 | 0.2443 | 0.25621 |  | 0.00036931 | 0.0026522 | 0.0038083 | 0.005921 | 0.0088346 | 0.014531 | 0.023638 | 0.035162 | 0.048679 | 0.064121 | 0.081965 | 0.10096 | 0.12123 | 0.14143 | 0.16259 | 0.18368 | 0.20485 | 0.22569 | 0.24603 | 0.26534 | 0.2826 | 0.29689 | 0.3093 | 0.32023 | 0.32871 | 0.33639 | 0.34323 | 0.35016 | 0.35731 | 0.3651 | 0.37134 | 0.37864
Hareholme |  | 0.003712 | 0.0070977 | 0.011733 | 0.018519 | 0.028198 | 0.041976 | 0.058632 | 0.080464 | 0.10614 | 0.13696 | 0.18105 | 0.23231 | 0.3033 | 0.38104 | 0.47639 | 0.57567 | 0.6822 | 0.79109 | 0.90121 | 1.0062 | 1.1176 | 1.2322 | 1.3456 | 1.4609 | 1.5684 | 1.6785 | 1.7861 | 1.8907 | 1.9941 | 2.0994 | 2.1887 | 2.2801 |  | 0.003712 | 0.0070977 | 0.0036832 | 0.0057173 | 0.0085169 | 0.012566 | 0.017899 | 0.02524 | 0.033958 | 0.043717 | 0.056085 | 0.068536 | 0.084737 | 0.099961 | 0.11816 | 0.13559 | 0.15356 | 0.1712 | 0.18861 | 0.20458 | 0.22218 | 0.24074 | 0.25926 | 0.27858 | 0.29414 | 0.31241 | 0.33106 | 0.34848 | 0.36577 | 0.38509 | 0.39546 | 0.41056 |  | 0.003712 | 0.0070977 | 0.011733 | 0.018457 | 0.027808 | 0.040648 | 0.055277 | 0.072978 | 0.091684 | 0.11167 | 0.13885 | 0.1684 | 0.20838 | 0.24883 | 0.29793 | 0.34779 | 0.40118 | 0.45561 | 0.51127 | 0.56557 | 0.62553 | 0.69042 | 0.7585 | 0.83159 | 0.90033 | 0.975 | 1.0506 | 1.1264 | 1.2041 | 1.2867 | 1.3561 | 1.4324 |  | 0.003712 | 0.0070977 | 0.011733 | 0.018519 | 0.028198 | 0.041976 | 0.058632 | 0.080464 | 0.10614 | 0.13696 | 0.18105 | 0.23231 | 0.3033 | 0.38104 | 0.47639 | 0.57567 | 0.6822 | 0.79109 | 0.90121 | 1.0062 | 1.1176 | 1.2322 | 1.3456 | 1.4609 | 1.5684 | 1.6785 | 1.7861 | 1.8907 | 1.9941 | 2.0994 | 2.1887 | 2.2801 |  | 0.003712 | 0.026658 | 0.038278 | 0.055363 | 0.077136 | 0.11401 | 0.16864 | 0.23724 | 0.31596 | 0.40484 | 0.50949 | 0.61985 | 0.74309 | 0.86528 | 0.99709 | 1.1282 | 1.261 | 1.3924 | 1.5215 | 1.6444 | 1.7599 | 1.8625 | 1.9563 | 2.0443 | 2.1163 | 2.1873 | 2.2547 | 2.3212 | 2.389 | 2.4622 | 2.5184 | 2.584
Harpurhey |  | 0.0031516 | 0.0060263 | 0.0099622 | 0.015723 | 0.023941 | 0.035639 | 0.049781 | 0.068318 | 0.090116 | 0.11628 | 0.15321 | 0.19551 | 0.25432 | 0.31853 | 0.39744 | 0.47937 | 0.56712 | 0.65665 | 0.74692 | 0.83266 | 0.92329 | 1.016 | 1.1063 | 1.1972 | 1.2806 | 1.3656 | 1.4484 | 1.5277 | 1.6053 | 1.684 | 1.7484 | 1.8142 |  | 0.0031516 | 0.0060263 | 0.0031272 | 0.0048542 | 0.0072312 | 0.010669 | 0.015197 | 0.02143 | 0.028832 | 0.037118 | 0.047619 | 0.05819 | 0.071945 | 0.084871 | 0.10032 | 0.11512 | 0.13038 | 0.14535 | 0.16013 | 0.17369 | 0.18864 | 0.2044 | 0.22012 | 0.23653 | 0.24974 | 0.26525 | 0.28108 | 0.29587 | 0.31056 | 0.32696 | 0.33576 | 0.34858 |  | 0.0031516 | 0.0060263 | 0.0099622 | 0.015671 | 0.02361 | 0.034512 | 0.046932 | 0.061961 | 0.077843 | 0.09481 | 0.11737 | 0.14125 | 0.17373 | 0.20627 | 0.24592 | 0.28589 | 0.32852 | 0.37182 | 0.41585 | 0.45852 | 0.50555 | 0.55593 | 0.60784 | 0.66284 | 0.71334 | 0.76825 | 0.82388 | 0.87877 | 0.93455 | 0.99395 | 1.0414 | 1.0945 |  | 0.0031516 | 0.0060263 | 0.0099622 | 0.015723 | 0.023941 | 0.035639 | 0.049781 | 0.068318 | 0.090116 | 0.11628 | 0.15321 | 0.19551 | 0.25432 | 0.31853 | 0.39744 | 0.47937 | 0.56712 | 0.65665 | 0.74692 | 0.83266 | 0.92329 | 1.016 | 1.1063 | 1.1972 | 1.2806 | 1.3656 | 1.4484 | 1.5277 | 1.6053 | 1.684 | 1.7484 | 1.8142 |  | 0.0031516 | 0.022634 | 0.032499 | 0.045315 | 0.060741 | 0.083659 | 0.1148 | 0.15353 | 0.19677 | 0.24485 | 0.30284 | 0.36325 | 0.43458 | 0.50491 | 0.58335 | 0.66115 | 0.7408 | 0.82012 | 0.89847 | 0.9733 | 1.0473 | 1.1173 | 1.1841 | 1.2496 | 1.3052 | 1.3629 | 1.4194 | 1.4746 | 1.5304 | 1.5905 | 1.6354 | 1.6879
Harwood |  | 0.0024152 | 0.004618 | 0.0076342 | 0.012049 | 0.018347 | 0.027311 | 0.038148 | 0.052353 | 0.069057 | 0.089109 | 0.1176 | 0.15048 | 0.1961 | 0.24598 | 0.30723 | 0.3709 | 0.43916 | 0.50887 | 0.57926 | 0.64625 | 0.71717 | 0.78995 | 0.8614 | 0.93369 | 1.0006 | 1.0689 | 1.1356 | 1.1999 | 1.2632 | 1.3276 | 1.3813 | 1.4361 |  | 0.0024152 | 0.004618 | 0.0023964 | 0.0037199 | 0.0055414 | 0.0081758 | 0.011646 | 0.016422 | 0.022095 | 0.028444 | 0.036491 | 0.044592 | 0.055133 | 0.065039 | 0.076877 | 0.088222 | 0.099914 | 0.11139 | 0.12271 | 0.13311 | 0.14456 | 0.15663 | 0.16868 | 0.18126 | 0.19138 | 0.20326 | 0.2154 | 0.22674 | 0.23799 | 0.25055 | 0.2573 | 0.26713 |  | 0.0024152 | 0.004618 | 0.0076342 | 0.012009 | 0.018093 | 0.026447 | 0.035965 | 0.047482 | 0.059653 | 0.072655 | 0.09014 | 0.10889 | 0.13434 | 0.15996 | 0.19111 | 0.22264 | 0.25632 | 0.2906 | 0.32555 | 0.35954 | 0.39704 | 0.43742 | 0.47942 | 0.52423 | 0.56589 | 0.61117 | 0.65703 | 0.70266 | 0.74924 | 0.79878 | 0.83948 | 0.88456 |  | 0.0024152 | 0.004618 | 0.0076342 | 0.012049 | 0.018347 | 0.027311 | 0.038148 | 0.052353 | 0.069057 | 0.089109 | 0.1176 | 0.15048 | 0.1961 | 0.24598 | 0.30723 | 0.3709 | 0.43916 | 0.50887 | 0.57926 | 0.64625 | 0.71717 | 0.78995 | 0.8614 | 0.93369 | 1.0006 | 1.0689 | 1.1356 | 1.1999 | 1.2632 | 1.3276 | 1.3813 | 1.4361 |  | 0.0024152 | 0.017345 | 0.024905 | 0.035365 | 0.048343 | 0.069095 | 0.098753 | 0.13584 | 0.17792 | 0.22512 | 0.2812 | 0.34001 | 0.40715 | 0.47351 | 0.54606 | 0.61808 | 0.69133 | 0.76396 | 0.83541 | 0.90346 | 0.96874 | 1.0283 | 1.0837 | 1.1368 | 1.181 | 1.2256 | 1.2687 | 1.311 | 1.354 | 1.4005 | 1.4357 | 1.4768
Hattersley |  | 0.0033633 | 0.006431 | 0.010631 | 0.016779 | 0.025549 | 0.038033 | 0.053124 | 0.072906 | 0.096168 | 0.12409 | 0.16328 | 0.2079 | 0.27005 | 0.33781 | 0.42116 | 0.50758 | 0.60009 | 0.69439 | 0.78936 | 0.8794 | 0.97449 | 1.0714 | 1.1654 | 1.2594 | 1.3453 | 1.4325 | 1.5174 | 1.5982 | 1.677 | 1.7567 | 1.8209 | 1.8864 |  | 0.0033633 | 0.006431 | 0.0033372 | 0.0051802 | 0.0077168 | 0.011385 | 0.016217 | 0.022869 | 0.030768 | 0.039611 | 0.050817 | 0.062098 | 0.076777 | 0.090571 | 0.10706 | 0.12286 | 0.13914 | 0.15512 | 0.17089 | 0.18536 | 0.20131 | 0.21812 | 0.2349 | 0.25241 | 0.26651 | 0.28306 | 0.29996 | 0.31575 | 0.33141 | 0.34892 | 0.35831 | 0.37199 |  | 0.0033633 | 0.006431 | 0.010631 | 0.016723 | 0.025196 | 0.03683 | 0.050084 | 0.066123 | 0.083071 | 0.10118 | 0.12504 | 0.15 | 0.18404 | 0.21801 | 0.25946 | 0.30111 | 0.34547 | 0.39043 | 0.43605 | 0.48013 | 0.52868 | 0.58048 | 0.63345 | 0.68924 | 0.73991 | 0.79506 | 0.85097 | 0.90575 | 0.96117 | 1.0203 | 1.0664 | 1.1183 |  | 0.0033633 | 0.006431 | 0.010631 | 0.016779 | 0.025549 | 0.038033 | 0.053124 | 0.072906 | 0.096168 | 0.12409 | 0.16328 | 0.2079 | 0.27005 | 0.33781 | 0.42116 | 0.50758 | 0.60009 | 0.69439 | 0.78936 | 0.8794 | 0.97449 | 1.0714 | 1.1654 | 1.2594 | 1.3453 | 1.4325 | 1.5174 | 1.5982 | 1.677 | 1.7567 | 1.8209 | 1.8864 |  | 0.0033633 | 0.024154 | 0.034682 | 0.047642 | 0.062808 | 0.08383 | 0.11086 | 0.14427 | 0.18083 | 0.221 | 0.27036 | 0.32133 | 0.38394 | 0.44545 | 0.5156 | 0.58508 | 0.65669 | 0.7283 | 0.79931 | 0.86731 | 0.93657 | 1.0045 | 1.0706 | 1.1369 | 1.1941 | 1.2547 | 1.3148 | 1.3733 | 1.4322 | 1.4955 | 1.5424 | 1.5972
Haverthwaite |  | 0.0009428 | 0.0018027 | 0.0029801 | 0.0047035 | 0.0071619 | 0.010661 | 0.014892 | 0.020437 | 0.026958 | 0.034785 | 0.046102 | 0.059395 | 0.077759 | 0.09791 | 0.12259 | 0.14834 | 0.17601 | 0.20433 | 0.23303 | 0.26048 | 0.28963 | 0.31981 | 0.34989 | 0.38071 | 0.40971 | 0.43949 | 0.46865 | 0.4972 | 0.52561 | 0.5546 | 0.57969 | 0.60537 |  | 0.0009428 | 0.0018027 | 0.00093548 | 0.0014521 | 0.0021632 | 0.0031916 | 0.004546 | 0.0064106 | 0.008625 | 0.011104 | 0.014245 | 0.017407 | 0.021522 | 0.025389 | 0.03001 | 0.034439 | 0.039003 | 0.043482 | 0.047904 | 0.05196 | 0.05643 | 0.061144 | 0.065848 | 0.070757 | 0.074708 | 0.079348 | 0.084084 | 0.08851 | 0.092902 | 0.097808 | 0.10044 | 0.10428 |  | 0.0009428 | 0.0018027 | 0.0029801 | 0.0046878 | 0.0070628 | 0.010324 | 0.01404 | 0.018535 | 0.023287 | 0.028362 | 0.035382 | 0.043163 | 0.053649 | 0.064328 | 0.077261 | 0.090463 | 0.10463 | 0.11912 | 0.13399 | 0.14856 | 0.16466 | 0.18219 | 0.20077 | 0.22087 | 0.24003 | 0.26081 | 0.28184 | 0.30308 | 0.32496 | 0.34818 | 0.3682 | 0.39006 |  | 0.0009428 | 0.0018027 | 0.0029801 | 0.0047035 | 0.0071619 | 0.010661 | 0.014892 | 0.020437 | 0.026958 | 0.034785 | 0.046102 | 0.059395 | 0.077759 | 0.09791 | 0.12259 | 0.14834 | 0.17601 | 0.20433 | 0.23303 | 0.26048 | 0.28963 | 0.31981 | 0.34989 | 0.38071 | 0.40971 | 0.43949 | 0.46865 | 0.4972 | 0.52561 | 0.5546 | 0.57969 | 0.60537 |  | 0.0009428 | 0.0067708 | 0.0097221 | 0.014444 | 0.020667 | 0.031842 | 0.048968 | 0.070556 | 0.095592 | 0.12402 | 0.1572 | 0.19234 | 0.23076 | 0.26895 | 0.30959 | 0.35005 | 0.39088 | 0.43118 | 0.47066 | 0.50818 | 0.54269 | 0.57243 | 0.59907 | 0.62342 | 0.64294 | 0.66159 | 0.67889 | 0.69612 | 0.71374 | 0.73282 | 0.74769 | 0.76506
Hawk Green |  | 0.0023706 | 0.0045327 | 0.0074932 | 0.011826 | 0.018008 | 0.026807 | 0.037443 | 0.051386 | 0.067782 | 0.087463 | 0.11548 | 0.14789 | 0.19283 | 0.24199 | 0.30233 | 0.36509 | 0.4324 | 0.50115 | 0.57061 | 0.63675 | 0.7068 | 0.77877 | 0.84957 | 0.92131 | 0.98784 | 1.0559 | 1.1223 | 1.1865 | 1.2498 | 1.3141 | 1.3681 | 1.4233 |  | 0.0023706 | 0.0045327 | 0.0023522 | 0.0036512 | 0.005439 | 0.0080248 | 0.01143 | 0.016119 | 0.021686 | 0.027919 | 0.035817 | 0.043768 | 0.054115 | 0.063837 | 0.075457 | 0.086592 | 0.098068 | 0.10933 | 0.12045 | 0.13065 | 0.14189 | 0.15374 | 0.16557 | 0.17791 | 0.18784 | 0.19951 | 0.21142 | 0.22255 | 0.23359 | 0.24593 | 0.25255 | 0.26219 |  | 0.0023706 | 0.0045327 | 0.0074932 | 0.011787 | 0.017759 | 0.025959 | 0.035301 | 0.046605 | 0.058551 | 0.071313 | 0.088532 | 0.10707 | 0.13221 | 0.15756 | 0.18836 | 0.21957 | 0.25293 | 0.28691 | 0.32158 | 0.35534 | 0.39259 | 0.43275 | 0.47464 | 0.51941 | 0.56118 | 0.60658 | 0.65255 | 0.69839 | 0.74526 | 0.79509 | 0.83633 | 0.88192 |  | 0.0023706 | 0.0045327 | 0.0074932 | 0.011826 | 0.018008 | 0.026807 | 0.037443 | 0.051386 | 0.067782 | 0.087463 | 0.11548 | 0.14789 | 0.19283 | 0.24199 | 0.30233 | 0.36509 | 0.4324 | 0.50115 | 0.57061 | 0.63675 | 0.7068 | 0.77877 | 0.84957 | 0.92131 | 0.98784 | 1.0559 | 1.1223 | 1.1865 | 1.2498 | 1.3141 | 1.3681 | 1.4233 |  | 0.0023706 | 0.017024 | 0.024445 | 0.034899 | 0.047977 | 0.069248 | 0.099991 | 0.1385 | 0.18238 | 0.23172 | 0.29021 | 0.3517 | 0.42143 | 0.49049 | 0.56569 | 0.64043 | 0.71642 | 0.79178 | 0.86593 | 0.93663 | 1.0041 | 1.0652 | 1.1219 | 1.1759 | 1.2206 | 1.2655 | 1.3086 | 1.351 | 1.394 | 1.4403 | 1.4756 | 1.5168
Haydock |  | 0.002407 | 0.0046024 | 0.0076084 | 0.012008 | 0.018285 | 0.027219 | 0.038019 | 0.052176 | 0.068824 | 0.088808 | 0.11756 | 0.15118 | 0.19768 | 0.24865 | 0.31111 | 0.37623 | 0.44614 | 0.51766 | 0.59006 | 0.65922 | 0.73261 | 0.80842 | 0.88373 | 0.96068 | 1.0328 | 1.1068 | 1.1792 | 1.2498 | 1.32 | 1.3915 | 1.4529 | 1.5157 |  | 0.002407 | 0.0046024 | 0.0023883 | 0.0037073 | 0.0055227 | 0.0081482 | 0.011606 | 0.016366 | 0.02202 | 0.028348 | 0.036368 | 0.044441 | 0.054947 | 0.064819 | 0.076618 | 0.087923 | 0.099576 | 0.11101 | 0.1223 | 0.13266 | 0.14407 | 0.1561 | 0.16811 | 0.18064 | 0.19073 | 0.20258 | 0.21467 | 0.22597 | 0.23718 | 0.24971 | 0.25643 | 0.26622 |  | 0.002407 | 0.0046024 | 0.0076084 | 0.011968 | 0.018032 | 0.026358 | 0.035844 | 0.047322 | 0.059451 | 0.072409 | 0.090196 | 0.10974 | 0.13612 | 0.16291 | 0.19539 | 0.22846 | 0.26392 | 0.30012 | 0.33721 | 0.37348 | 0.41356 | 0.45708 | 0.50304 | 0.55261 | 0.59959 | 0.6506 | 0.70224 | 0.75424 | 0.80773 | 0.86448 | 0.91293 | 0.966 |  | 0.002407 | 0.0046024 | 0.0076084 | 0.012008 | 0.018285 | 0.027219 | 0.038019 | 0.052176 | 0.068824 | 0.088808 | 0.11756 | 0.15118 | 0.19768 | 0.24865 | 0.31111 | 0.37623 | 0.44614 | 0.51766 | 0.59006 | 0.65922 | 0.73261 | 0.80842 | 0.88373 | 0.96068 | 1.0328 | 1.1068 | 1.1792 | 1.2498 | 1.32 | 1.3915 | 1.4529 | 1.5157 |  | 0.002407 | 0.017286 | 0.024821 | 0.036429 | 0.051505 | 0.078038 | 0.11821 | 0.16875 | 0.22709 | 0.29315 | 0.37044 | 0.4521 | 0.54203 | 0.63123 | 0.72659 | 0.82137 | 0.91709 | 1.0116 | 1.1041 | 1.192 | 1.2733 | 1.344 | 1.4077 | 1.4665 | 1.5138 | 1.5596 | 1.6026 | 1.6453 | 1.689 | 1.7365 | 1.7732 | 1.8162
HDA No1 & HDA No2 |  | 0.0016803 | 0.0032129 | 0.0053113 | 0.0083828 | 0.012764 | 0.019001 | 0.026541 | 0.036424 | 0.048045 | 0.061996 | 0.081739 | 0.10443 | 0.13595 | 0.17038 | 0.21268 | 0.25662 | 0.30371 | 0.35177 | 0.40026 | 0.44636 | 0.49512 | 0.54506 | 0.5939 | 0.64314 | 0.68852 | 0.7348 | 0.77995 | 0.82332 | 0.86588 | 0.90909 | 0.94477 | 0.98124 |  | 0.0016803 | 0.0032129 | 0.0016673 | 0.002588 | 0.0038553 | 0.0056881 | 0.0081022 | 0.011425 | 0.015372 | 0.019789 | 0.025388 | 0.031024 | 0.038358 | 0.045249 | 0.053486 | 0.061378 | 0.069513 | 0.077495 | 0.085376 | 0.092606 | 0.10057 | 0.10897 | 0.11736 | 0.12611 | 0.13315 | 0.14142 | 0.14986 | 0.15775 | 0.16557 | 0.17432 | 0.17901 | 0.18585 |  | 0.0016803 | 0.0032129 | 0.0053113 | 0.0083548 | 0.012588 | 0.0184 | 0.025022 | 0.033035 | 0.041502 | 0.050548 | 0.062635 | 0.075498 | 0.092979 | 0.11053 | 0.1319 | 0.15347 | 0.1765 | 0.19991 | 0.22375 | 0.24689 | 0.2724 | 0.29979 | 0.32814 | 0.35827 | 0.38609 | 0.41634 | 0.44699 | 0.47735 | 0.50828 | 0.54119 | 0.56784 | 0.59751 |  | 0.0016803 | 0.0032129 | 0.0053113 | 0.0083828 | 0.012764 | 0.019001 | 0.026541 | 0.036424 | 0.048045 | 0.061996 | 0.081739 | 0.10443 | 0.13595 | 0.17038 | 0.21268 | 0.25662 | 0.30371 | 0.35177 | 0.40026 | 0.44636 | 0.49512 | 0.54506 | 0.5939 | 0.64314 | 0.68852 | 0.7348 | 0.77995 | 0.82332 | 0.86588 | 0.90909 | 0.94477 | 0.98124 |  | 0.0016803 | 0.012067 | 0.017327 | 0.024348 | 0.032915 | 0.046086 | 0.064423 | 0.087302 | 0.11305 | 0.14182 | 0.1763 | 0.21235 | 0.25424 | 0.29563 | 0.34136 | 0.38678 | 0.43316 | 0.47928 | 0.52479 | 0.56825 | 0.61064 | 0.65014 | 0.68743 | 0.72366 | 0.75414 | 0.78539 | 0.81581 | 0.84558 | 0.87569 | 0.90807 | 0.93247 | 0.96095
Heady Hill |  | 0.0017482 | 0.0033427 | 0.0055259 | 0.0087214 | 0.01328 | 0.019769 | 0.027613 | 0.037895 | 0.049986 | 0.0645 | 0.085206 | 0.1092 | 0.14246 | 0.17886 | 0.22352 | 0.27 | 0.31985 | 0.37078 | 0.42226 | 0.47131 | 0.52328 | 0.57674 | 0.62943 | 0.68292 | 0.73264 | 0.7835 | 0.8332 | 0.88134 | 0.92887 | 0.97723 | 1.018 | 1.0597 |  | 0.0017482 | 0.0033427 | 0.0017346 | 0.0026925 | 0.004011 | 0.0059179 | 0.0084294 | 0.011887 | 0.015993 | 0.020589 | 0.026413 | 0.032277 | 0.039907 | 0.047077 | 0.055646 | 0.063857 | 0.072321 | 0.080625 | 0.088825 | 0.096346 | 0.10463 | 0.11338 | 0.1221 | 0.1312 | 0.13852 | 0.14713 | 0.15591 | 0.16412 | 0.17226 | 0.18136 | 0.18624 | 0.19335 |  | 0.0017482 | 0.0033427 | 0.0055259 | 0.0086922 | 0.013096 | 0.019143 | 0.026033 | 0.034369 | 0.043179 | 0.05259 | 0.06533 | 0.079103 | 0.097759 | 0.11659 | 0.13948 | 0.16268 | 0.1875 | 0.21279 | 0.23862 | 0.26378 | 0.29156 | 0.32156 | 0.35294 | 0.38654 | 0.41799 | 0.45218 | 0.4868 | 0.5214 | 0.55682 | 0.59447 | 0.62584 | 0.66045 |  | 0.0017482 | 0.0033427 | 0.0055259 | 0.0087214 | 0.01328 | 0.019769 | 0.027613 | 0.037895 | 0.049986 | 0.0645 | 0.085206 | 0.1092 | 0.14246 | 0.17886 | 0.22352 | 0.27 | 0.31985 | 0.37078 | 0.42226 | 0.47131 | 0.52328 | 0.57674 | 0.62943 | 0.68292 | 0.73264 | 0.7835 | 0.8332 | 0.88134 | 0.92887 | 0.97723 | 1.018 | 1.0597 |  | 0.0017482 | 0.012555 | 0.018027 | 0.025873 | 0.035765 | 0.052166 | 0.076146 | 0.10621 | 0.14057 | 0.17927 | 0.22499 | 0.2731 | 0.32726 | 0.38089 | 0.43904 | 0.49681 | 0.55544 | 0.6135 | 0.67056 | 0.7249 | 0.77634 | 0.82249 | 0.865 | 0.90519 | 0.93827 | 0.97124 | 1.0027 | 1.0338 | 1.0654 | 1.0995 | 1.1255 | 1.156
Heap Bridge |  | 0.00052741 | 0.0010085 | 0.0016671 | 0.0026312 | 0.0040064 | 0.005964 | 0.0083305 | 0.011433 | 0.01508 | 0.019459 | 0.025829 | 0.033359 | 0.043744 | 0.055154 | 0.069115 | 0.083702 | 0.099384 | 0.11545 | 0.13175 | 0.14737 | 0.16397 | 0.18122 | 0.19851 | 0.21631 | 0.23317 | 0.25051 | 0.26752 | 0.28426 | 0.30099 | 0.31808 | 0.33306 | 0.34839 |  | 0.00052741 | 0.0010085 | 0.00052331 | 0.00081232 | 0.0012101 | 0.0017854 | 0.0025431 | 0.0035861 | 0.0048249 | 0.0062114 | 0.0079687 | 0.0097377 | 0.01204 | 0.014203 | 0.016788 | 0.019265 | 0.021819 | 0.024324 | 0.026798 | 0.029067 | 0.031567 | 0.034205 | 0.036835 | 0.039582 | 0.041792 | 0.044388 | 0.047037 | 0.049513 | 0.05197 | 0.054714 | 0.056188 | 0.058333 |  | 0.00052741 | 0.0010085 | 0.0016671 | 0.0026224 | 0.003951 | 0.0057754 | 0.0078538 | 0.010369 | 0.013027 | 0.015866 | 0.019833 | 0.024278 | 0.030256 | 0.036368 | 0.043759 | 0.051325 | 0.059456 | 0.067784 | 0.076346 | 0.084757 | 0.094064 | 0.10423 | 0.11509 | 0.1269 | 0.13824 | 0.15056 | 0.16301 | 0.17567 | 0.18875 | 0.20261 | 0.21475 | 0.22795 |  | 0.00052741 | 0.0010085 | 0.0016671 | 0.0026312 | 0.0040064 | 0.005964 | 0.0083305 | 0.011433 | 0.01508 | 0.019459 | 0.025829 | 0.033359 | 0.043744 | 0.055154 | 0.069115 | 0.083702 | 0.099384 | 0.11545 | 0.13175 | 0.14737 | 0.16397 | 0.18122 | 0.19851 | 0.21631 | 0.23317 | 0.25051 | 0.26752 | 0.28426 | 0.30099 | 0.31808 | 0.33306 | 0.34839 |  | 0.00052741 | 0.0037876 | 0.0054386 | 0.0082096 | 0.011925 | 0.018854 | 0.029676 | 0.043339 | 0.05926 | 0.077383 | 0.098438 | 0.12078 | 0.14496 | 0.169 | 0.1944 | 0.2197 | 0.24517 | 0.27027 | 0.29482 | 0.31813 | 0.33929 | 0.35721 | 0.37304 | 0.38729 | 0.39855 | 0.4091 | 0.41873 | 0.42838 | 0.43831 | 0.44909 | 0.45757 | 0.4675
Heasandford |  | 0.00053829 | 0.0010293 | 0.0017015 | 0.0026855 | 0.0040891 | 0.006087 | 0.0085023 | 0.011668 | 0.015391 | 0.01986 | 0.026281 | 0.033776 | 0.044146 | 0.05551 | 0.06944 | 0.083957 | 0.099541 | 0.11548 | 0.13161 | 0.14701 | 0.16335 | 0.18022 | 0.19695 | 0.21402 | 0.22999 | 0.24637 | 0.2624 | 0.27801 | 0.2935 | 0.30928 | 0.32278 | 0.3366 |  | 0.00053829 | 0.0010293 | 0.00053411 | 0.00082907 | 0.0012351 | 0.0018222 | 0.0025955 | 0.0036601 | 0.0049244 | 0.0063396 | 0.0081331 | 0.0099386 | 0.012288 | 0.014496 | 0.017134 | 0.019663 | 0.022269 | 0.024826 | 0.02735 | 0.029666 | 0.032219 | 0.03491 | 0.037595 | 0.040398 | 0.042654 | 0.045303 | 0.048008 | 0.050534 | 0.053042 | 0.055843 | 0.057347 | 0.059536 |  | 0.00053829 | 0.0010293 | 0.0017015 | 0.0026765 | 0.0040325 | 0.0058945 | 0.0080159 | 0.010583 | 0.013295 | 0.016193 | 0.020161 | 0.024508 | 0.03038 | 0.036337 | 0.043561 | 0.050912 | 0.05879 | 0.066831 | 0.075065 | 0.083112 | 0.092002 | 0.10165 | 0.11181 | 0.12276 | 0.13311 | 0.14435 | 0.15573 | 0.16718 | 0.17894 | 0.19142 | 0.20203 | 0.21367 |  | 0.00053829 | 0.0010293 | 0.0017015 | 0.0026855 | 0.0040891 | 0.006087 | 0.0085023 | 0.011668 | 0.015391 | 0.01986 | 0.026281 | 0.033776 | 0.044146 | 0.05551 | 0.06944 | 0.083957 | 0.099541 | 0.11548 | 0.13161 | 0.14701 | 0.16335 | 0.18022 | 0.19695 | 0.21402 | 0.22999 | 0.24637 | 0.2624 | 0.27801 | 0.2935 | 0.30928 | 0.32278 | 0.3366 |  | 0.00053829 | 0.0038657 | 0.0055508 | 0.0081143 | 0.011427 | 0.017192 | 0.025867 | 0.036777 | 0.049353 | 0.063584 | 0.080265 | 0.097881 | 0.11736 | 0.13667 | 0.15738 | 0.17796 | 0.19877 | 0.21933 | 0.23949 | 0.25865 | 0.27645 | 0.29203 | 0.30614 | 0.31921 | 0.32979 | 0.34009 | 0.34977 | 0.35939 | 0.36921 | 0.37984 | 0.38805 | 0.39766
Heaton Moor |  | 0.0030489 | 0.0058298 | 0.0096374 | 0.015211 | 0.023161 | 0.034477 | 0.048158 | 0.066091 | 0.087178 | 0.11249 | 0.14837 | 0.18966 | 0.247 | 0.30965 | 0.38661 | 0.46658 | 0.55229 | 0.63978 | 0.72809 | 0.81207 | 0.90094 | 0.99201 | 1.0812 | 1.1712 | 1.2543 | 1.3391 | 1.4218 | 1.5014 | 1.5795 | 1.6589 | 1.7247 | 1.792 |  | 0.0030489 | 0.0058298 | 0.0030252 | 0.004696 | 0.0069955 | 0.010321 | 0.014701 | 0.020731 | 0.027892 | 0.035908 | 0.046066 | 0.056293 | 0.0696 | 0.082105 | 0.09705 | 0.11137 | 0.12613 | 0.14061 | 0.15491 | 0.16803 | 0.18249 | 0.19773 | 0.21294 | 0.22882 | 0.2416 | 0.2566 | 0.27192 | 0.28623 | 0.30043 | 0.3163 | 0.32482 | 0.33722 |  | 0.0030489 | 0.0058298 | 0.0096374 | 0.01516 | 0.02284 | 0.033387 | 0.045402 | 0.059942 | 0.075306 | 0.091719 | 0.1137 | 0.13716 | 0.16903 | 0.20105 | 0.24003 | 0.27941 | 0.32147 | 0.36424 | 0.40781 | 0.45013 | 0.49681 | 0.54697 | 0.59898 | 0.65432 | 0.70555 | 0.76124 | 0.81766 | 0.87362 | 0.93067 | 0.99138 | 1.0408 | 1.0957 |  | 0.0030489 | 0.0058298 | 0.0096374 | 0.015211 | 0.023161 | 0.034477 | 0.048158 | 0.066091 | 0.087178 | 0.11249 | 0.14837 | 0.18966 | 0.247 | 0.30965 | 0.38661 | 0.46658 | 0.55229 | 0.63978 | 0.72809 | 0.81207 | 0.90094 | 0.99201 | 1.0812 | 1.1712 | 1.2543 | 1.3391 | 1.4218 | 1.5014 | 1.5795 | 1.6589 | 1.7247 | 1.792 |  | 0.0030489 | 0.021896 | 0.03144 | 0.044348 | 0.060195 | 0.084887 | 0.11958 | 0.16292 | 0.21186 | 0.26663 | 0.33207 | 0.40061 | 0.47975 | 0.55799 | 0.64414 | 0.7297 | 0.81699 | 0.90374 | 0.98929 | 1.0709 | 1.1502 | 1.2235 | 1.2924 | 1.3591 | 1.415 | 1.472 | 1.5273 | 1.5815 | 1.6364 | 1.6954 | 1.74 | 1.792
Heaton Norris |  | 0.0026852 | 0.0051344 | 0.0084878 | 0.013396 | 0.020398 | 0.030365 | 0.042413 | 0.058207 | 0.076778 | 0.099072 | 0.13076 | 0.16733 | 0.21808 | 0.27358 | 0.3417 | 0.41254 | 0.48849 | 0.56605 | 0.64438 | 0.71893 | 0.79786 | 0.87888 | 0.95846 | 1.039 | 1.1135 | 1.1897 | 1.2641 | 1.3358 | 1.4065 | 1.4783 | 1.5383 | 1.5996 |  | 0.0026852 | 0.0051344 | 0.0026644 | 0.0041358 | 0.006161 | 0.0090899 | 0.012948 | 0.018258 | 0.024565 | 0.031624 | 0.040571 | 0.049578 | 0.061298 | 0.07231 | 0.085473 | 0.098085 | 0.11108 | 0.12384 | 0.13643 | 0.14799 | 0.16072 | 0.17415 | 0.18754 | 0.20152 | 0.21278 | 0.22599 | 0.23948 | 0.25209 | 0.26459 | 0.27857 | 0.28607 | 0.29699 |  | 0.0026852 | 0.0051344 | 0.0084878 | 0.013351 | 0.020116 | 0.029404 | 0.039986 | 0.052791 | 0.066323 | 0.080778 | 0.10023 | 0.1211 | 0.14942 | 0.17793 | 0.21261 | 0.2477 | 0.28521 | 0.32337 | 0.3623 | 0.40016 | 0.44194 | 0.48694 | 0.53377 | 0.58375 | 0.63026 | 0.6808 | 0.73201 | 0.78298 | 0.83504 | 0.89041 | 0.93597 | 0.98643 |  | 0.0026852 | 0.0051344 | 0.0084878 | 0.013396 | 0.020398 | 0.030365 | 0.042413 | 0.058207 | 0.076778 | 0.099072 | 0.13076 | 0.16733 | 0.21808 | 0.27358 | 0.3417 | 0.41254 | 0.48849 | 0.56605 | 0.64438 | 0.71893 | 0.79786 | 0.87888 | 0.95846 | 1.039 | 1.1135 | 1.1897 | 1.2641 | 1.3358 | 1.4065 | 1.4783 | 1.5383 | 1.5996 |  | 0.0026852 | 0.019284 | 0.02769 | 0.039349 | 0.053835 | 0.077073 | 0.11036 | 0.15201 | 0.19931 | 0.25241 | 0.31551 | 0.38176 | 0.45732 | 0.53208 | 0.61379 | 0.69496 | 0.77756 | 0.85952 | 0.94021 | 1.0171 | 1.0909 | 1.1583 | 1.2209 | 1.281 | 1.3309 | 1.3813 | 1.4298 | 1.4775 | 1.5259 | 1.5781 | 1.6176 | 1.6638
Helwith Bridge |  | 0.00048679 | 0.00093079 | 0.0015387 | 0.0024285 | 0.0036979 | 0.0055047 | 0.0076889 | 0.010552 | 0.013919 | 0.01796 | 0.023737 | 0.030443 | 0.039736 | 0.049908 | 0.062387 | 0.075377 | 0.089313 | 0.10356 | 0.11796 | 0.13169 | 0.14624 | 0.16121 | 0.176 | 0.19102 | 0.205 | 0.21931 | 0.2333 | 0.24686 | 0.26026 | 0.2739 | 0.28543 | 0.29722 |  | 0.00048679 | 0.00093079 | 0.00048301 | 0.00074976 | 0.0011169 | 0.0016479 | 0.0023472 | 0.0033099 | 0.0044533 | 0.0057331 | 0.007355 | 0.0089877 | 0.011112 | 0.013109 | 0.015495 | 0.017781 | 0.020138 | 0.022451 | 0.024734 | 0.026828 | 0.029136 | 0.03157 | 0.033999 | 0.036533 | 0.038573 | 0.040969 | 0.043415 | 0.0457 | 0.047967 | 0.0505 | 0.05186 | 0.05384 |  | 0.00048679 | 0.00093079 | 0.0015387 | 0.0024204 | 0.0036467 | 0.0053306 | 0.007249 | 0.0095703 | 0.012023 | 0.014644 | 0.018202 | 0.022062 | 0.027287 | 0.032569 | 0.038983 | 0.045494 | 0.052461 | 0.059563 | 0.066821 | 0.073899 | 0.081714 | 0.09016 | 0.099006 | 0.10849 | 0.11739 | 0.12705 | 0.13684 | 0.14663 | 0.15666 | 0.16731 | 0.17623 | 0.18606 |  | 0.00048679 | 0.00093079 | 0.0015387 | 0.0024285 | 0.0036979 | 0.0055047 | 0.0076889 | 0.010552 | 0.013919 | 0.01796 | 0.023737 | 0.030443 | 0.039736 | 0.049908 | 0.062387 | 0.075377 | 0.089313 | 0.10356 | 0.11796 | 0.13169 | 0.14624 | 0.16121 | 0.176 | 0.19102 | 0.205 | 0.21931 | 0.2333 | 0.24686 | 0.26026 | 0.2739 | 0.28543 | 0.29722 |  | 0.00048679 | 0.0034959 | 0.0050197 | 0.0072394 | 0.010057 | 0.014773 | 0.021711 | 0.030418 | 0.04039 | 0.051638 | 0.064898 | 0.078864 | 0.094517 | 0.11003 | 0.12679 | 0.14345 | 0.16035 | 0.17707 | 0.19349 | 0.20912 | 0.22385 | 0.237 | 0.24906 | 0.26041 | 0.26972 | 0.27895 | 0.28773 | 0.2964 | 0.30523 | 0.31477 | 0.32206 | 0.3306
Hensingham |  | 0.0023748 | 0.0045408 | 0.0075066 | 0.011848 | 0.01804 | 0.026854 | 0.03751 | 0.051478 | 0.067903 | 0.087619 | 0.11549 | 0.14748 | 0.19194 | 0.2405 | 0.30016 | 0.36212 | 0.42851 | 0.49625 | 0.5646 | 0.62954 | 0.69822 | 0.76852 | 0.8372 | 0.90638 | 0.97005 | 1.035 | 1.0983 | 1.159 | 1.2186 | 1.279 | 1.3288 | 1.3797 |  | 0.0023748 | 0.0045408 | 0.0023563 | 0.0036577 | 0.0054487 | 0.0080391 | 0.011451 | 0.016147 | 0.021725 | 0.027969 | 0.035881 | 0.043846 | 0.054211 | 0.063951 | 0.075592 | 0.086747 | 0.098243 | 0.10952 | 0.12066 | 0.13088 | 0.14214 | 0.15401 | 0.16586 | 0.17823 | 0.18818 | 0.19987 | 0.2118 | 0.22294 | 0.23401 | 0.24636 | 0.253 | 0.26266 |  | 0.0023748 | 0.0045408 | 0.0075066 | 0.011808 | 0.01779 | 0.026005 | 0.035364 | 0.046688 | 0.058656 | 0.07144 | 0.088491 | 0.1066 | 0.13121 | 0.15591 | 0.18598 | 0.21633 | 0.24872 | 0.28163 | 0.31513 | 0.34762 | 0.38345 | 0.42188 | 0.4616 | 0.50377 | 0.54263 | 0.58489 | 0.62771 | 0.67007 | 0.71318 | 0.75908 | 0.79611 | 0.83736 |  | 0.0023748 | 0.0045408 | 0.0075066 | 0.011848 | 0.01804 | 0.026854 | 0.03751 | 0.051478 | 0.067903 | 0.087619 | 0.11549 | 0.14748 | 0.19194 | 0.2405 | 0.30016 | 0.36212 | 0.42851 | 0.49625 | 0.5646 | 0.62954 | 0.69822 | 0.76852 | 0.8372 | 0.90638 | 0.97005 | 1.035 | 1.0983 | 1.159 | 1.2186 | 1.279 | 1.3288 | 1.3797 |  | 0.0023748 | 0.017055 | 0.024489 | 0.034308 | 0.046229 | 0.064335 | 0.08933 | 0.12049 | 0.15548 | 0.19452 | 0.24143 | 0.29046 | 0.34777 | 0.40439 | 0.46718 | 0.52955 | 0.59333 | 0.65684 | 0.71957 | 0.77954 | 0.83835 | 0.89353 | 0.94585 | 0.99689 | 1.04 | 1.0844 | 1.1277 | 1.17 | 1.2127 | 1.2586 | 1.2932 | 1.3334
Heyrod |  | 0.0036352 | 0.0069508 | 0.011491 | 0.018135 | 0.027614 | 0.041107 | 0.057418 | 0.078799 | 0.10394 | 0.13412 | 0.17682 | 0.22587 | 0.29401 | 0.36845 | 0.4599 | 0.55489 | 0.65668 | 0.76056 | 0.86537 | 0.96498 | 1.0704 | 1.1782 | 1.2837 | 1.3901 | 1.488 | 1.5879 | 1.6853 | 1.7789 | 1.8707 | 1.9639 | 2.0408 | 2.1194 |  | 0.0036352 | 0.0069508 | 0.0036069 | 0.0055989 | 0.0083406 | 0.012306 | 0.017528 | 0.024717 | 0.033255 | 0.042812 | 0.054924 | 0.067117 | 0.082983 | 0.097892 | 0.11571 | 0.13279 | 0.15038 | 0.16765 | 0.1847 | 0.20034 | 0.21758 | 0.23576 | 0.25389 | 0.27282 | 0.28805 | 0.30594 | 0.3242 | 0.34127 | 0.3582 | 0.37712 | 0.38727 | 0.40206 |  | 0.0036352 | 0.0069508 | 0.011491 | 0.018075 | 0.027232 | 0.039807 | 0.054133 | 0.071467 | 0.089786 | 0.10936 | 0.13549 | 0.16328 | 0.20105 | 0.23897 | 0.28513 | 0.33174 | 0.38148 | 0.43203 | 0.4835 | 0.53345 | 0.58852 | 0.64764 | 0.7088 | 0.77378 | 0.83375 | 0.89896 | 0.96504 | 1.0305 | 1.0971 | 1.168 | 1.2254 | 1.2892 |  | 0.0036352 | 0.0069508 | 0.011491 | 0.018135 | 0.027614 | 0.041107 | 0.057418 | 0.078799 | 0.10394 | 0.13412 | 0.17682 | 0.22587 | 0.29401 | 0.36845 | 0.4599 | 0.55489 | 0.65668 | 0.76056 | 0.86537 | 0.96498 | 1.0704 | 1.1782 | 1.2837 | 1.3901 | 1.488 | 1.5879 | 1.6853 | 1.7789 | 1.8707 | 1.9639 | 2.0408 | 2.1194 |  | 0.0036352 | 0.026106 | 0.037485 | 0.052623 | 0.071062 | 0.099326 | 0.13859 | 0.18756 | 0.24263 | 0.30412 | 0.37784 | 0.45492 | 0.54462 | 0.63321 | 0.7312 | 0.82848 | 0.92786 | 1.0267 | 1.1242 | 1.2173 | 1.3083 | 1.3932 | 1.4734 | 1.5514 | 1.617 | 1.6845 | 1.7502 | 1.8144 | 1.8794 | 1.9493 | 2.002 | 2.0634
Heyside |  | 0.0011869 | 0.0022695 | 6.0038 | 6.0059 | 6.009 | 6.0134 | 6.0187 | 6.0257 | 6.0339 | 6.0438 | 6.0579 | 6.0744 | 6.0972 | 6.1222 | 6.1528 | 6.1847 | 6.2189 | 6.2539 | 6.2893 | 6.3231 | 6.359 | 6.396 | 6.4326 | 6.4699 | 6.5048 | 6.5405 | 6.5755 | 6.6095 | 6.6433 | 6.6776 | 6.7069 | 6.7369 |  | 0.0011869 | 0.0022695 | 0.0011777 | 0.0018281 | 0.0027232 | 0.0040179 | 0.0057231 | 0.0080703 | 0.010858 | 0.013978 | 0.017933 | 0.021914 | 0.027095 | 0.031962 | 0.03778 | 0.043355 | 0.049101 | 0.05474 | 0.060306 | 0.065413 | 0.071041 | 0.076975 | 0.082896 | 0.089076 | 0.09405 | 0.099892 | 0.10585 | 0.11143 | 0.11695 | 0.12313 | 0.12645 | 0.13128 |  | 0.0011869 | 0.0022695 | 6.0038 | 6.0059 | 6.0089 | 6.013 | 6.0177 | 6.0233 | 6.0293 | 6.0357 | 6.0444 | 6.054 | 6.0668 | 6.0799 | 6.0957 | 6.1118 | 6.1291 | 6.1467 | 6.1647 | 6.1822 | 6.2017 | 6.2227 | 6.2449 | 6.2687 | 6.2912 | 6.3156 | 6.3403 | 6.3652 | 6.3907 | 6.4177 | 6.4406 | 6.4658 |  | 0.0011869 | 0.0022695 | 6.0038 | 6.0059 | 6.009 | 6.0134 | 6.0187 | 6.0257 | 6.0339 | 6.0438 | 6.0579 | 6.0744 | 6.0972 | 6.1222 | 6.1528 | 6.1847 | 6.2189 | 6.2539 | 6.2893 | 6.3231 | 6.359 | 6.396 | 6.4326 | 6.4699 | 6.5048 | 6.5405 | 6.5755 | 6.6095 | 6.6433 | 6.6776 | 6.7069 | 6.7369 |  | 0.0011869 | 0.0085238 | 0.012239 | 0.017813 | 0.024975 | 0.03732 | 0.055789 | 0.079001 | 0.10571 | 0.1359 | 0.17134 | 0.20874 | 0.25024 | 0.29138 | 0.33558 | 0.37951 | 0.42395 | 0.46787 | 0.51095 | 0.55191 | 0.59012 | 0.62371 | 0.65423 | 0.68263 | 0.7057 | 0.72828 | 0.74959 | 0.77071 | 0.79227 | 0.81562 | 0.83358 | 0.85462
Heywood |  | 0.0019169 | 0.0036652 | 0.0060591 | 0.009563 | 0.014561 | 0.021676 | 0.030277 | 0.041552 | 0.054809 | 0.070724 | 0.093699 | 0.12065 | 0.15789 | 0.19875 | 0.2488 | 0.30101 | 0.35708 | 0.41448 | 0.47262 | 0.52821 | 0.58724 | 0.64834 | 0.7092 | 0.77156 | 0.83019 | 0.8904 | 0.94938 | 1.0071 | 1.0646 | 1.1232 | 1.1738 | 1.2257 |  | 0.0019169 | 0.0036652 | 0.001902 | 0.0029524 | 0.0043981 | 0.0064889 | 0.0092428 | 0.013034 | 0.017536 | 0.022575 | 0.028962 | 0.035392 | 0.043758 | 0.05162 | 0.061016 | 0.07002 | 0.079299 | 0.088405 | 0.097396 | 0.10564 | 0.11473 | 0.12432 | 0.13388 | 0.14386 | 0.15189 | 0.16133 | 0.17096 | 0.17995 | 0.18888 | 0.19886 | 0.20421 | 0.21201 |  | 0.0019169 | 0.0036652 | 0.0060591 | 0.009531 | 0.01436 | 0.020991 | 0.028545 | 0.037686 | 0.047345 | 0.057664 | 0.071905 | 0.087648 | 0.10888 | 0.13047 | 0.15664 | 0.18333 | 0.21197 | 0.24124 | 0.27126 | 0.30066 | 0.33317 | 0.36854 | 0.40603 | 0.44658 | 0.48519 | 0.52711 | 0.56956 | 0.61242 | 0.6566 | 0.70346 | 0.74383 | 0.78794 |  | 0.0019169 | 0.0036652 | 0.0060591 | 0.009563 | 0.014561 | 0.021676 | 0.030277 | 0.041552 | 0.054809 | 0.070724 | 0.093699 | 0.12065 | 0.15789 | 0.19875 | 0.2488 | 0.30101 | 0.35708 | 0.41448 | 0.47262 | 0.52821 | 0.58724 | 0.64834 | 0.7092 | 0.77156 | 0.83019 | 0.8904 | 0.94938 | 1.0071 | 1.0646 | 1.1232 | 1.1738 | 1.2257 |  | 0.0019169 | 0.013766 | 0.019767 | 0.02926 | 0.041719 | 0.064092 | 0.098345 | 0.1415 | 0.19151 | 0.24827 | 0.31455 | 0.38473 | 0.46157 | 0.53791 | 0.61923 | 0.70016 | 0.78186 | 0.86252 | 0.94155 | 1.0167 | 1.0859 | 1.1455 | 1.1991 | 1.2481 | 1.2875 | 1.3252 | 1.3602 | 1.3951 | 1.4308 | 1.4694 | 1.4995 | 1.5347
Higher Mill |  | 0.0031911 | 0.0061017 | 0.010087 | 0.01592 | 0.024241 | 0.036085 | 0.050404 | 0.069173 | 0.091243 | 0.11774 | 0.15539 | 0.19884 | 0.25915 | 0.32508 | 0.40603 | 0.49019 | 0.58043 | 0.67259 | 0.76565 | 0.85423 | 0.948 | 1.0442 | 1.1387 | 1.2343 | 1.3228 | 1.4132 | 1.5014 | 1.5865 | 1.6703 | 1.7554 | 1.8265 | 1.8991 |  | 0.0031911 | 0.0061017 | 0.0031663 | 0.0049149 | 0.0073217 | 0.010802 | 0.015387 | 0.021698 | 0.029193 | 0.037582 | 0.048215 | 0.058918 | 0.072846 | 0.085933 | 0.10158 | 0.11656 | 0.13201 | 0.14717 | 0.16214 | 0.17587 | 0.191 | 0.20695 | 0.22287 | 0.23949 | 0.25286 | 0.26857 | 0.2846 | 0.29958 | 0.31444 | 0.33105 | 0.33996 | 0.35294 |  | 0.0031911 | 0.0061017 | 0.010087 | 0.015867 | 0.023905 | 0.034944 | 0.04752 | 0.062737 | 0.078818 | 0.095996 | 0.11911 | 0.1439 | 0.17754 | 0.21142 | 0.25261 | 0.2943 | 0.33885 | 0.38419 | 0.43043 | 0.47541 | 0.52503 | 0.57846 | 0.63404 | 0.69333 | 0.74848 | 0.8084 | 0.8691 | 0.92949 | 0.99116 | 1.0568 | 1.1107 | 1.1704 |  | 0.0031911 | 0.0061017 | 0.010087 | 0.01592 | 0.024241 | 0.036085 | 0.050404 | 0.069173 | 0.091243 | 0.11774 | 0.15539 | 0.19884 | 0.25915 | 0.32508 | 0.40603 | 0.49019 | 0.58043 | 0.67259 | 0.76565 | 0.85423 | 0.948 | 1.0442 | 1.1387 | 1.2343 | 1.3228 | 1.4132 | 1.5014 | 1.5865 | 1.6703 | 1.7554 | 1.8265 | 1.8991 |  | 0.0031911 | 0.022917 | 0.032906 | 0.04675 | 0.063941 | 0.091408 | 0.13066 | 0.17978 | 0.23555 | 0.29817 | 0.37262 | 0.4508 | 0.54008 | 0.62844 | 0.7251 | 0.82116 | 0.91895 | 1.016 | 1.1116 | 1.2029 | 1.2905 | 1.3706 | 1.4454 | 1.517 | 1.5766 | 1.6369 | 1.695 | 1.752 | 1.8098 | 1.8721 | 1.9193 | 1.9744
Higher Walton |  | 0.002066 | 0.0039505 | 0.0065306 | 0.010307 | 0.015695 | 0.023363 | 0.032633 | 0.044785 | 0.059075 | 0.076228 | 0.10078 | 0.12935 | 0.1689 | 0.21222 | 0.26534 | 0.32066 | 0.38002 | 0.44071 | 0.50209 | 0.56063 | 0.62269 | 0.68665 | 0.74989 | 0.81427 | 0.87432 | 0.93582 | 0.99596 | 1.0544 | 1.1122 | 1.1711 | 1.2212 | 1.2723 |  | 0.002066 | 0.0039505 | 0.00205 | 0.0031821 | 0.0047404 | 0.0069939 | 0.0099621 | 0.014048 | 0.018901 | 0.024332 | 0.031216 | 0.038146 | 0.047163 | 0.055637 | 0.065764 | 0.075469 | 0.085471 | 0.095285 | 0.10498 | 0.11386 | 0.12366 | 0.13399 | 0.1443 | 0.15506 | 0.16371 | 0.17388 | 0.18426 | 0.19396 | 0.20358 | 0.21433 | 0.22011 | 0.22851 |  | 0.002066 | 0.0039505 | 0.0065306 | 0.010273 | 0.015477 | 0.022624 | 0.030766 | 0.040618 | 0.05103 | 0.062152 | 0.077295 | 0.093775 | 0.11607 | 0.13863 | 0.16601 | 0.19383 | 0.22361 | 0.25399 | 0.28505 | 0.31536 | 0.34884 | 0.38508 | 0.42313 | 0.464 | 0.50247 | 0.54426 | 0.58658 | 0.62901 | 0.67254 | 0.71877 | 0.7577 | 0.80053 |  | 0.002066 | 0.0039505 | 0.0065306 | 0.010307 | 0.015695 | 0.023363 | 0.032633 | 0.044785 | 0.059075 | 0.076228 | 0.10078 | 0.12935 | 0.1689 | 0.21222 | 0.26534 | 0.32066 | 0.38002 | 0.44071 | 0.50209 | 0.56063 | 0.62269 | 0.68665 | 0.74989 | 0.81427 | 0.87432 | 0.93582 | 0.99596 | 1.0544 | 1.1122 | 1.1711 | 1.2212 | 1.2723 |  | 0.002066 | 0.014837 | 0.021305 | 0.03086 | 0.043061 | 0.063824 | 0.094661 | 0.13339 | 0.17786 | 0.22809 | 0.28717 | 0.34948 | 0.41894 | 0.4878 | 0.562 | 0.63575 | 0.71046 | 0.78436 | 0.8569 | 0.92594 | 0.99066 | 1.048 | 1.1003 | 1.1493 | 1.1893 | 1.2287 | 1.266 | 1.3029 | 1.3405 | 1.3812 | 1.4124 | 1.4489
Hill Top T11 & T12 |  | 0.0033926 | 0.0064871 | 0.010724 | 0.016926 | 0.025772 | 0.038364 | 0.053587 | 0.073542 | 0.097007 | 0.12517 | 0.16518 | 0.21134 | 0.27539 | 0.34543 | 0.43141 | 0.52081 | 0.61665 | 0.71452 | 0.81335 | 0.9074 | 1.007 | 1.1091 | 1.2094 | 1.3109 | 1.4047 | 1.5006 | 1.5942 | 1.6845 | 1.7733 | 1.8636 | 1.9389 | 2.0159 |  | 0.0033926 | 0.0064871 | 0.0033663 | 0.0052254 | 0.0077841 | 0.011485 | 0.016359 | 0.023068 | 0.031037 | 0.039956 | 0.05126 | 0.06264 | 0.077447 | 0.091361 | 0.10799 | 0.12393 | 0.14035 | 0.15647 | 0.17238 | 0.18698 | 0.20306 | 0.22003 | 0.23695 | 0.25462 | 0.26883 | 0.28553 | 0.30258 | 0.3185 | 0.3343 | 0.35196 | 0.36144 | 0.37524 |  | 0.0033926 | 0.0064871 | 0.010724 | 0.016869 | 0.025415 | 0.037151 | 0.050521 | 0.066699 | 0.083796 | 0.10206 | 0.12661 | 0.15293 | 0.18864 | 0.22458 | 0.2683 | 0.31254 | 0.35981 | 0.40791 | 0.45696 | 0.50466 | 0.55728 | 0.61393 | 0.67285 | 0.73569 | 0.79411 | 0.8576 | 0.92193 | 0.98592 | 1.0513 | 1.1208 | 1.1779 | 1.2411 |  | 0.0033926 | 0.0064871 | 0.010724 | 0.016926 | 0.025772 | 0.038364 | 0.053587 | 0.073542 | 0.097007 | 0.12517 | 0.16518 | 0.21134 | 0.27539 | 0.34543 | 0.43141 | 0.52081 | 0.61665 | 0.71452 | 0.81335 | 0.9074 | 1.007 | 1.1091 | 1.2094 | 1.3109 | 1.4047 | 1.5006 | 1.5942 | 1.6845 | 1.7733 | 1.8636 | 1.9389 | 2.0159 |  | 0.0033926 | 0.024364 | 0.034985 | 0.04964 | 0.067804 | 0.096752 | 0.13805 | 0.18972 | 0.24837 | 0.31422 | 0.39259 | 0.4749 | 0.56907 | 0.66231 | 0.7644 | 0.86592 | 0.96936 | 1.0721 | 1.1734 | 1.2701 | 1.3632 | 1.4486 | 1.5283 | 1.6049 | 1.6688 | 1.7334 | 1.7957 | 1.8569 | 1.9187 | 1.9853 | 2.0358 | 2.0946
Hill Top T13 |  | 0.0014474 | 0.0027676 | 0.0045751 | 0.0072209 | 0.010995 | 0.016367 | 0.022862 | 0.031375 | 0.041386 | 0.053402 | 0.070436 | 0.090042 | 0.11727 | 0.14702 | 0.18356 | 0.22153 | 0.26223 | 0.30378 | 0.34571 | 0.38559 | 0.42779 | 0.47104 | 0.51341 | 0.55619 | 0.59567 | 0.63597 | 0.6753 | 0.71314 | 0.75032 | 0.78808 | 0.81939 | 0.85139 |  | 0.0014474 | 0.0027676 | 0.0014362 | 0.0022293 | 0.0033209 | 0.0048997 | 0.0069791 | 0.0098415 | 0.013241 | 0.017046 | 0.021869 | 0.026724 | 0.033041 | 0.038977 | 0.046072 | 0.052871 | 0.059878 | 0.066753 | 0.073542 | 0.079769 | 0.086632 | 0.093869 | 0.10109 | 0.10863 | 0.11469 | 0.12181 | 0.12909 | 0.13588 | 0.14262 | 0.15015 | 0.1542 | 0.16009 |  | 0.0014474 | 0.0027676 | 0.0045751 | 0.0071967 | 0.010843 | 0.01585 | 0.021554 | 0.028456 | 0.03575 | 0.043541 | 0.053979 | 0.065122 | 0.080255 | 0.095466 | 0.11398 | 0.13268 | 0.15266 | 0.17297 | 0.19366 | 0.21377 | 0.23594 | 0.25977 | 0.28449 | 0.3108 | 0.33517 | 0.36166 | 0.3885 | 0.41513 | 0.44228 | 0.47117 | 0.49471 | 0.52086 |  | 0.0014474 | 0.0027676 | 0.0045751 | 0.0072209 | 0.010995 | 0.016367 | 0.022862 | 0.031375 | 0.041386 | 0.053402 | 0.070436 | 0.090042 | 0.11727 | 0.14702 | 0.18356 | 0.22153 | 0.26223 | 0.30378 | 0.34571 | 0.38559 | 0.42779 | 0.47104 | 0.51341 | 0.55619 | 0.59567 | 0.63597 | 0.6753 | 0.71314 | 0.75032 | 0.78808 | 0.81939 | 0.85139 |  | 0.0014474 | 0.010394 | 0.014925 | 0.02106 | 0.028595 | 0.040378 | 0.056968 | 0.077688 | 0.10109 | 0.12728 | 0.15854 | 0.19128 | 0.22903 | 0.26633 | 0.30737 | 0.34811 | 0.38964 | 0.43089 | 0.47155 | 0.51033 | 0.54788 | 0.58257 | 0.61514 | 0.64659 | 0.67292 | 0.69978 | 0.72582 | 0.75137 | 0.77724 | 0.80512 | 0.82617 | 0.85077
Hindley Green |  | 0.0052483 | 0.010035 | 0.03159 | 0.041183 | 0.054869 | 0.074349 | 0.097898 | 0.12877 | 0.16507 | 0.20864 | 0.27039 | 0.34144 | 0.44013 | 0.54795 | 0.68039 | 0.81801 | 0.96549 | 1.1161 | 1.268 | 1.4125 | 1.5654 | 1.7221 | 1.8755 | 2.0304 | 2.1733 | 2.3192 | 2.4615 | 2.5984 | 2.7329 | 2.8695 | 2.9827 | 3.0983 |  | 0.0052483 | 0.010035 | 0.020208 | 0.023084 | 0.027042 | 0.032767 | 0.040307 | 0.050686 | 0.063013 | 0.076811 | 0.094298 | 0.1119 | 0.13481 | 0.15633 | 0.18206 | 0.20671 | 0.23212 | 0.25705 | 0.28167 | 0.30425 | 0.32913 | 0.35538 | 0.38156 | 0.40888 | 0.43088 | 0.45671 | 0.48308 | 0.50771 | 0.53216 | 0.55947 | 0.57413 | 0.59548 |  | 0.0052483 | 0.010035 | 0.03159 | 0.041096 | 0.054317 | 0.072472 | 0.093155 | 0.11818 | 0.14463 | 0.17288 | 0.21072 | 0.25108 | 0.30591 | 0.36101 | 0.42807 | 0.49582 | 0.56817 | 0.64173 | 0.71667 | 0.78944 | 0.86971 | 0.95598 | 1.0454 | 1.1406 | 1.2287 | 1.3245 | 1.4216 | 1.5178 | 1.616 | 1.7204 | 1.8054 | 1.8998 |  | 0.0052483 | 0.010035 | 0.03159 | 0.041183 | 0.054869 | 0.074349 | 0.097898 | 0.12877 | 0.16507 | 0.20864 | 0.27039 | 0.34144 | 0.44013 | 0.54795 | 0.68039 | 0.81801 | 0.96549 | 1.1161 | 1.268 | 1.4125 | 1.5654 | 1.7221 | 1.8755 | 2.0304 | 2.1733 | 2.3192 | 2.4615 | 2.5984 | 2.7329 | 2.8695 | 2.9827 | 3.0983 |  | 0.0052483 | 0.037691 | 0.06912 | 0.091313 | 0.11854 | 0.16103 | 0.22075 | 0.29532 | 0.37948 | 0.47361 | 0.58602 | 0.70366 | 0.83943 | 0.97353 | 1.1211 | 1.2676 | 1.4169 | 1.5652 | 1.7112 | 1.8505 | 1.9855 | 2.1102 | 2.2274 | 2.3406 | 2.4353 | 2.532 | 2.626 | 2.7181 | 2.8114 | 2.912 | 2.9879 | 3.0767
Hollinwood |  | 0.001137 | 0.0021741 | 0.0035941 | 0.0056725 | 0.0086374 | 0.012858 | 0.01796 | 0.024647 | 0.032511 | 0.041951 | 0.055386 | 0.070916 | 0.092458 | 0.11602 | 0.14494 | 0.17502 | 0.20727 | 0.24022 | 0.2735 | 0.30518 | 0.33874 | 0.37321 | 0.4071 | 0.44143 | 0.47325 | 0.50577 | 0.53754 | 0.56822 | 0.59846 | 0.6292 | 0.65495 | 0.68127 |  | 0.001137 | 0.0021741 | 0.0011282 | 0.0017513 | 0.0026088 | 0.0038491 | 0.0054826 | 0.0077312 | 0.010402 | 0.013391 | 0.01718 | 0.020993 | 0.025956 | 0.030619 | 0.036193 | 0.041534 | 0.047038 | 0.05244 | 0.057773 | 0.062665 | 0.068056 | 0.073741 | 0.079413 | 0.085334 | 0.090098 | 0.095695 | 0.10141 | 0.10674 | 0.11204 | 0.11796 | 0.12113 | 0.12576 |  | 0.001137 | 0.0021741 | 0.0035941 | 0.0056535 | 0.0085178 | 0.012451 | 0.016932 | 0.022354 | 0.028084 | 0.034205 | 0.042459 | 0.05134 | 0.063381 | 0.075519 | 0.090274 | 0.10522 | 0.12119 | 0.13746 | 0.15405 | 0.1702 | 0.18803 | 0.20724 | 0.22726 | 0.24866 | 0.26861 | 0.29028 | 0.31223 | 0.33411 | 0.35647 | 0.38024 | 0.39989 | 0.42161 |  | 0.001137 | 0.0021741 | 0.0035941 | 0.0056725 | 0.0086374 | 0.012858 | 0.01796 | 0.024647 | 0.032511 | 0.041951 | 0.055386 | 0.070916 | 0.092458 | 0.11602 | 0.14494 | 0.17502 | 0.20727 | 0.24022 | 0.2735 | 0.30518 | 0.33874 | 0.37321 | 0.4071 | 0.44143 | 0.47325 | 0.50577 | 0.53754 | 0.56822 | 0.59846 | 0.6292 | 0.65495 | 0.68127 |  | 0.001137 | 0.0081656 | 0.011725 | 0.016721 | 0.022962 | 0.033078 | 0.047664 | 0.065929 | 0.086717 | 0.11008 | 0.13778 | 0.16689 | 0.19993 | 0.23263 | 0.26827 | 0.30367 | 0.33966 | 0.37534 | 0.41044 | 0.44388 | 0.47581 | 0.50478 | 0.53165 | 0.55726 | 0.57848 | 0.59982 | 0.62032 | 0.64049 | 0.66096 | 0.68306 | 0.69984 | 0.71947
Holme Rd |  | 0.0042698 | 0.0081644 | 0.013497 | 0.021302 | 0.032436 | 0.048284 | 0.067443 | 0.092557 | 0.12209 | 0.15754 | 0.20762 | 0.26506 | 0.3449 | 0.43207 | 0.5392 | 0.65044 | 0.76962 | 0.89122 | 1.0139 | 1.1304 | 1.2536 | 1.3796 | 1.5027 | 1.6266 | 1.7405 | 1.8566 | 1.9698 | 2.0783 | 2.1846 | 2.2925 | 2.3811 | 2.4717 |  | 0.0042698 | 0.0081644 | 0.0042367 | 0.0065765 | 0.0097968 | 0.014454 | 0.020589 | 0.029033 | 0.039062 | 0.050287 | 0.064514 | 0.078836 | 0.097472 | 0.11498 | 0.13591 | 0.15597 | 0.17664 | 0.19692 | 0.21695 | 0.23532 | 0.25557 | 0.27692 | 0.29822 | 0.32045 | 0.33834 | 0.35936 | 0.38081 | 0.40085 | 0.42074 | 0.44296 | 0.45489 | 0.47226 |  | 0.0042698 | 0.0081644 | 0.013497 | 0.021231 | 0.031987 | 0.046757 | 0.063584 | 0.083945 | 0.10546 | 0.12845 | 0.15907 | 0.19154 | 0.2357 | 0.27999 | 0.33392 | 0.38832 | 0.44637 | 0.50533 | 0.56532 | 0.62349 | 0.68762 | 0.75638 | 0.82737 | 0.90267 | 0.97197 | 1.0473 | 1.1237 | 1.1992 | 1.2759 | 1.3576 | 1.4233 | 1.4966 |  | 0.0042698 | 0.0081644 | 0.013497 | 0.021302 | 0.032436 | 0.048284 | 0.067443 | 0.092557 | 0.12209 | 0.15754 | 0.20762 | 0.26506 | 0.3449 | 0.43207 | 0.5392 | 0.65044 | 0.76962 | 0.89122 | 1.0139 | 1.1304 | 1.2536 | 1.3796 | 1.5027 | 1.6266 | 1.7405 | 1.8566 | 1.9698 | 2.0783 | 2.1846 | 2.2925 | 2.3811 | 2.4717 |  | 0.0042698 | 0.030664 | 0.04403 | 0.061571 | 0.082795 | 0.1148 | 0.15873 | 0.21345 | 0.27473 | 0.34299 | 0.42508 | 0.51072 | 0.61114 | 0.71021 | 0.82027 | 0.92945 | 1.0411 | 1.1522 | 1.2618 | 1.3665 | 1.4694 | 1.5661 | 1.6579 | 1.7477 | 1.8235 | 1.9019 | 1.9785 | 2.0533 | 2.1291 | 2.2106 | 2.2717 | 2.3432
Holt St |  | 0.0022159 | 0.0042371 | 0.0070044 | 0.011055 | 0.016833 | 0.025058 | 0.035001 | 0.048034 | 0.06336 | 0.081757 | 0.10797 | 0.13831 | 0.18039 | 0.22642 | 0.28291 | 0.34168 | 0.4047 | 0.46909 | 0.53415 | 0.59612 | 0.66176 | 0.72923 | 0.79564 | 0.86299 | 0.9255 | 0.9894 | 1.0518 | 1.1122 | 1.1718 | 1.2323 | 1.2832 | 1.3352 |  | 0.0022159 | 0.0042371 | 0.0021987 | 0.003413 | 0.0050842 | 0.0075013 | 0.010685 | 0.015067 | 0.020272 | 0.026098 | 0.033481 | 0.040913 | 0.050585 | 0.059673 | 0.070535 | 0.080943 | 0.091671 | 0.1022 | 0.11259 | 0.12212 | 0.13263 | 0.14371 | 0.15477 | 0.1663 | 0.17559 | 0.1865 | 0.19763 | 0.20803 | 0.21835 | 0.22988 | 0.23607 | 0.24509 |  | 0.0022159 | 0.0042371 | 0.0070044 | 0.011018 | 0.0166 | 0.024265 | 0.032998 | 0.043565 | 0.054732 | 0.066661 | 0.082779 | 0.10016 | 0.12372 | 0.14749 | 0.17637 | 0.20565 | 0.23695 | 0.26883 | 0.30137 | 0.33307 | 0.36804 | 0.40578 | 0.44517 | 0.48731 | 0.52667 | 0.56943 | 0.61274 | 0.65596 | 0.70016 | 0.74715 | 0.78613 | 0.82919 |  | 0.0022159 | 0.0042371 | 0.0070044 | 0.011055 | 0.016833 | 0.025058 | 0.035001 | 0.048034 | 0.06336 | 0.081757 | 0.10797 | 0.13831 | 0.18039 | 0.22642 | 0.28291 | 0.34168 | 0.4047 | 0.46909 | 0.53415 | 0.59612 | 0.66176 | 0.72923 | 0.79564 | 0.86299 | 0.9255 | 0.9894 | 1.0518 | 1.1122 | 1.1718 | 1.2323 | 1.2832 | 1.3352 |  | 0.0022159 | 0.015914 | 0.02285 | 0.032694 | 0.04505 | 0.065286 | 0.09466 | 0.13147 | 0.17344 | 0.22067 | 0.27656 | 0.33533 | 0.40177 | 0.46754 | 0.53903 | 0.61006 | 0.6822 | 0.75368 | 0.82395 | 0.89089 | 0.95454 | 1.012 | 1.0651 | 1.1155 | 1.1571 | 1.1988 | 1.2387 | 1.2781 | 1.318 | 1.3612 | 1.3941 | 1.4325
Hurst |  | 0.0040267 | 0.0076995 | 0.012728 | 0.020089 | 0.030589 | 0.045535 | 0.063603 | 0.087287 | 0.11514 | 0.14857 | 0.19538 | 0.24857 | 0.32269 | 0.40346 | 0.50285 | 0.60585 | 0.71608 | 0.82841 | 0.94148 | 1.0486 | 1.1617 | 1.2768 | 1.3882 | 1.4994 | 1.6006 | 1.7034 | 1.8034 | 1.8983 | 1.9906 | 2.0839 | 2.1585 | 2.2347 |  | 0.0040267 | 0.0076995 | 0.0039955 | 0.006202 | 0.009239 | 0.013631 | 0.019416 | 0.02738 | 0.036838 | 0.047424 | 0.060841 | 0.074347 | 0.091922 | 0.10844 | 0.12818 | 0.14709 | 0.16658 | 0.18571 | 0.2046 | 0.22192 | 0.24102 | 0.26115 | 0.28124 | 0.3022 | 0.31908 | 0.3389 | 0.35913 | 0.37803 | 0.39679 | 0.41774 | 0.42899 | 0.44537 |  | 0.0040267 | 0.0076995 | 0.012728 | 0.020022 | 0.030165 | 0.044095 | 0.059964 | 0.079166 | 0.099458 | 0.12113 | 0.1496 | 0.17925 | 0.21971 | 0.26003 | 0.30926 | 0.35866 | 0.41123 | 0.46449 | 0.51848 | 0.57058 | 0.62794 | 0.68903 | 0.75129 | 0.8167 | 0.87584 | 0.9402 | 1.0055 | 1.0692 | 1.1336 | 1.2022 | 1.2552 | 1.3151 |  | 0.0040267 | 0.0076995 | 0.012728 | 0.020089 | 0.030589 | 0.045535 | 0.063603 | 0.087287 | 0.11514 | 0.14857 | 0.19538 | 0.24857 | 0.32269 | 0.40346 | 0.50285 | 0.60585 | 0.71608 | 0.82841 | 0.94148 | 1.0486 | 1.1617 | 1.2768 | 1.3882 | 1.4994 | 1.6006 | 1.7034 | 1.8034 | 1.8983 | 1.9906 | 2.0839 | 2.1585 | 2.2347 |  | 0.0040267 | 0.028918 | 0.041523 | 0.056707 | 0.074263 | 0.097792 | 0.12719 | 0.16338 | 0.20254 | 0.24528 | 0.29835 | 0.35286 | 0.42131 | 0.48841 | 0.56584 | 0.64246 | 0.7217 | 0.80108 | 0.87995 | 0.95555 | 1.0337 | 1.1116 | 1.1882 | 1.2658 | 1.333 | 1.405 | 1.4768 | 1.5465 | 1.6166 | 1.6919 | 1.7475 | 1.8124
Hutton End & Skelton C |  | 1.0013 | 1.0026 | 1.0043 | 1.0067 | 1.0102 | 1.0152 | 1.0212 | 1.0291 | 1.0384 | 1.0496 | 1.0657 | 1.0844 | 1.1103 | 1.1388 | 1.1736 | 1.2099 | 1.2489 | 1.2888 | 1.3291 | 1.3677 | 1.4086 | 1.4508 | 1.4927 | 1.5354 | 1.5755 | 1.6165 | 1.6567 | 1.6958 | 1.7347 | 1.7743 | 1.8082 | 1.8429 |  | 1.0013 | 1.0026 | 1.0013 | 1.0021 | 1.0031 | 1.0046 | 1.0065 | 1.0091 | 1.0123 | 1.0158 | 1.0203 | 1.0248 | 1.0307 | 1.0362 | 1.0428 | 1.0491 | 1.0556 | 1.062 | 1.0683 | 1.0741 | 1.0805 | 1.0872 | 1.0939 | 1.1009 | 1.1065 | 1.1132 | 1.1199 | 1.1262 | 1.1325 | 1.1395 | 1.1433 | 1.1487 |  | 1.0013 | 1.0026 | 1.0043 | 1.0067 | 1.0101 | 1.0147 | 1.02 | 1.0264 | 1.0332 | 1.0405 | 1.0504 | 1.0613 | 1.076 | 1.0909 | 1.109 | 1.1274 | 1.1471 | 1.1672 | 1.1879 | 1.208 | 1.2303 | 1.2545 | 1.28 | 1.3075 | 1.3335 | 1.3617 | 1.3903 | 1.419 | 1.4485 | 1.4799 | 1.5066 | 1.5358 |  | 1.0013 | 1.0026 | 1.0043 | 1.0067 | 1.0102 | 1.0152 | 1.0212 | 1.0291 | 1.0384 | 1.0496 | 1.0657 | 1.0844 | 1.1103 | 1.1388 | 1.1736 | 1.2099 | 1.2489 | 1.2888 | 1.3291 | 1.3677 | 1.4086 | 1.4508 | 1.4927 | 1.5354 | 1.5755 | 1.6165 | 1.6567 | 1.6958 | 1.7347 | 1.7743 | 1.8082 | 1.8429 |  | 1.0013 | 1.0097 | 1.0139 | 1.0203 | 1.0286 | 1.0432 | 1.0651 | 1.0927 | 1.1245 | 1.1605 | 1.2027 | 1.2472 | 1.2964 | 1.3452 | 1.3975 | 1.4495 | 1.502 | 1.5539 | 1.6047 | 1.6531 | 1.698 | 1.7372 | 1.7726 | 1.8054 | 1.8319 | 1.8577 | 1.882 | 1.906 | 1.9306 | 1.9572 | 1.9778 | 2.0018
Hyde |  | 0.004026 | 0.0076982 | 0.012726 | 0.020086 | 0.030584 | 0.045527 | 0.063592 | 0.087272 | 0.11512 | 0.14854 | 0.19625 | 0.25155 | 0.32821 | 0.4121 | 0.51502 | 0.62214 | 0.73704 | 0.85445 | 0.97312 | 1.0862 | 1.206 | 1.3293 | 1.4508 | 1.5742 | 1.6889 | 1.8063 | 1.921 | 2.0321 | 2.1418 | 2.2534 | 2.3476 | 2.4439 |  | 0.004026 | 0.0076982 | 0.0039948 | 0.006201 | 0.0092374 | 0.013629 | 0.019413 | 0.027375 | 0.036831 | 0.047416 | 0.06083 | 0.074334 | 0.091907 | 0.10842 | 0.12815 | 0.14706 | 0.16656 | 0.18568 | 0.20456 | 0.22189 | 0.24097 | 0.26111 | 0.28119 | 0.30215 | 0.31902 | 0.33884 | 0.35907 | 0.37796 | 0.39672 | 0.41767 | 0.42892 | 0.4453 |  | 0.004026 | 0.0076982 | 0.012726 | 0.020018 | 0.03016 | 0.044087 | 0.059954 | 0.079152 | 0.099441 | 0.12111 | 0.15047 | 0.18223 | 0.22525 | 0.26869 | 0.32146 | 0.37499 | 0.43225 | 0.49059 | 0.55019 | 0.60827 | 0.67239 | 0.74163 | 0.81407 | 0.89165 | 0.96432 | 1.0433 | 1.1232 | 1.2031 | 1.285 | 1.3719 | 1.4444 | 1.5244 |  | 0.004026 | 0.0076982 | 0.012726 | 0.020086 | 0.030584 | 0.045527 | 0.063592 | 0.087272 | 0.11512 | 0.14854 | 0.19625 | 0.25155 | 0.32821 | 0.4121 | 0.51502 | 0.62214 | 0.73704 | 0.85445 | 0.97312 | 1.0862 | 1.206 | 1.3293 | 1.4508 | 1.5742 | 1.6889 | 1.8063 | 1.921 | 2.0321 | 2.1418 | 2.2534 | 2.3476 | 2.4439 |  | 0.004026 | 0.028913 | 0.041516 | 0.059645 | 0.082534 | 0.12052 | 0.17611 | 0.24583 | 0.32555 | 0.41537 | 0.52146 | 0.63315 | 0.75881 | 0.88328 | 1.0182 | 1.1523 | 1.2883 | 1.4231 | 1.5555 | 1.6817 | 1.8011 | 1.9082 | 2.0068 | 2.0999 | 2.1766 | 2.253 | 2.3258 | 2.3977 | 2.4707 | 2.5496 | 2.6098 | 2.6801
Hyndburn Rd |  | 0.00080453 | 0.0015383 | 0.0025431 | 0.0040137 | 0.0061116 | 0.0090977 | 0.012708 | 0.01744 | 0.023004 | 0.029684 | 0.039979 | 0.05283 | 0.070315 | 0.089735 | 0.11332 | 0.13823 | 0.16517 | 0.19296 | 0.22145 | 0.24912 | 0.2788 | 0.31037 | 0.34328 | 0.37825 | 0.41265 | 0.44845 | 0.48381 | 0.5197 | 0.5564 | 0.59417 | 0.6295 | 0.66578 |  | 0.00080453 | 0.0015383 | 0.00079828 | 0.0012391 | 0.0018459 | 0.0027235 | 0.0038793 | 0.0054704 | 0.0073601 | 0.0094752 | 0.012156 | 0.014854 | 0.018366 | 0.021665 | 0.025609 | 0.029388 | 0.033283 | 0.037105 | 0.040878 | 0.04434 | 0.048154 | 0.052177 | 0.05619 | 0.06038 | 0.063751 | 0.067711 | 0.071753 | 0.075529 | 0.079277 | 0.083463 | 0.085711 | 0.088984 |  | 0.00080453 | 0.0015383 | 0.0025431 | 0.0040003 | 0.006027 | 0.00881 | 0.011981 | 0.015817 | 0.019871 | 0.024202 | 0.030832 | 0.038979 | 0.049741 | 0.061078 | 0.074643 | 0.088842 | 0.10427 | 0.12025 | 0.13693 | 0.15361 | 0.17216 | 0.19293 | 0.21604 | 0.24186 | 0.26784 | 0.29598 | 0.32439 | 0.35405 | 0.38518 | 0.41802 | 0.44903 | 0.48206 |  | 0.00080453 | 0.0015383 | 0.0025431 | 0.0040137 | 0.0061116 | 0.0090977 | 0.012708 | 0.01744 | 0.023004 | 0.029684 | 0.039979 | 0.05283 | 0.070315 | 0.089735 | 0.11332 | 0.13823 | 0.16517 | 0.19296 | 0.22145 | 0.24912 | 0.2788 | 0.31037 | 0.34328 | 0.37825 | 0.41265 | 0.44845 | 0.48381 | 0.5197 | 0.5564 | 0.59417 | 0.6295 | 0.66578 |  | 0.00080453 | 0.0057778 | 0.0082962 | 0.01442 | 0.023522 | 0.043359 | 0.076643 | 0.11896 | 0.16922 | 0.22703 | 0.29311 | 0.36383 | 0.43736 | 0.51081 | 0.5864 | 0.66183 | 0.73712 | 0.81092 | 0.88273 | 0.95073 | 1.0095 | 1.0556 | 1.0939 | 1.1257 | 1.149 | 1.168 | 1.1834 | 1.1996 | 1.2166 | 1.2354 | 1.2514 | 1.27
India St |  | 0.0032921 | 0.0062948 | 0.010406 | 0.016424 | 0.025008 | 0.037227 | 0.051999 | 0.071362 | 0.094131 | 0.12146 | 0.16008 | 0.20439 | 0.26597 | 0.33322 | 0.41585 | 0.50166 | 0.59359 | 0.6874 | 0.78201 | 0.8719 | 0.96697 | 1.0642 | 1.1593 | 1.2549 | 1.3429 | 1.4326 | 1.5201 | 1.6041 | 1.6863 | 1.7698 | 1.8384 | 1.9085 |  | 0.0032921 | 0.0062948 | 0.0032665 | 0.0050705 | 0.0075534 | 0.011144 | 0.015874 | 0.022384 | 0.030117 | 0.038772 | 0.049741 | 0.060783 | 0.075151 | 0.088653 | 0.10479 | 0.12025 | 0.13619 | 0.15183 | 0.16727 | 0.18143 | 0.19704 | 0.2135 | 0.22993 | 0.24707 | 0.26086 | 0.27707 | 0.29361 | 0.30906 | 0.32439 | 0.34153 | 0.35072 | 0.36412 |  | 0.0032921 | 0.0062948 | 0.010406 | 0.016369 | 0.024662 | 0.03605 | 0.049024 | 0.064722 | 0.081312 | 0.099035 | 0.12265 | 0.14771 | 0.18178 | 0.21596 | 0.25758 | 0.29956 | 0.34436 | 0.38987 | 0.43618 | 0.48109 | 0.53061 | 0.58372 | 0.63858 | 0.69679 | 0.75041 | 0.80872 | 0.8678 | 0.92623 | 0.98568 | 1.049 | 1.0999 | 1.1567 |  | 0.0032921 | 0.0062948 | 0.010406 | 0.016424 | 0.025008 | 0.037227 | 0.051999 | 0.071362 | 0.094131 | 0.12146 | 0.16008 | 0.20439 | 0.26597 | 0.33322 | 0.41585 | 0.50166 | 0.59359 | 0.6874 | 0.78201 | 0.8719 | 0.96697 | 1.0642 | 1.1593 | 1.2549 | 1.3429 | 1.4326 | 1.5201 | 1.6041 | 1.6863 | 1.7698 | 1.8384 | 1.9085 |  | 0.0032921 | 0.023642 | 0.033948 | 0.047501 | 0.063918 | 0.088781 | 0.12302 | 0.16567 | 0.21349 | 0.26678 | 0.33083 | 0.39769 | 0.47595 | 0.55319 | 0.6389 | 0.72395 | 0.8109 | 0.89741 | 0.98281 | 1.0644 | 1.1444 | 1.2195 | 1.2907 | 1.3602 | 1.4189 | 1.4795 | 1.5386 | 1.5965 | 1.655 | 1.7179 | 1.7652 | 1.8204
Ingleton |  | 0.00087957 | 0.0016818 | 0.0027803 | 0.0043881 | 0.0066816 | 0.0099463 | 0.013893 | 0.019066 | 0.02515 | 0.032452 | 0.042926 | 0.055131 | 0.072027 | 0.090536 | 0.11323 | 0.13687 | 0.16224 | 0.18819 | 0.21444 | 0.2395 | 0.26606 | 0.29346 | 0.32058 | 0.34822 | 0.37404 | 0.40049 | 0.42635 | 0.45151 | 0.47643 | 0.50181 | 0.52344 | 0.54556 |  | 0.00087957 | 0.0016818 | 0.00087274 | 0.0013547 | 0.0020181 | 0.0029775 | 0.0042412 | 0.0059806 | 0.0080465 | 0.010359 | 0.01329 | 0.01624 | 0.020079 | 0.023686 | 0.027998 | 0.032129 | 0.036387 | 0.040566 | 0.044691 | 0.048475 | 0.052646 | 0.057044 | 0.061431 | 0.066011 | 0.069697 | 0.074026 | 0.078445 | 0.082574 | 0.086671 | 0.091248 | 0.093705 | 0.097283 |  | 0.00087957 | 0.0016818 | 0.0027803 | 0.0043734 | 0.0065891 | 0.0096317 | 0.013098 | 0.017292 | 0.021725 | 0.02646 | 0.032926 | 0.039988 | 0.049534 | 0.059206 | 0.070942 | 0.082874 | 0.095656 | 0.1087 | 0.12204 | 0.13508 | 0.14948 | 0.16507 | 0.18147 | 0.1991 | 0.21573 | 0.23379 | 0.25207 | 0.27041 | 0.28924 | 0.30923 | 0.32613 | 0.3447 |  | 0.00087957 | 0.0016818 | 0.0027803 | 0.0043881 | 0.0066816 | 0.0099463 | 0.013893 | 0.019066 | 0.02515 | 0.032452 | 0.042926 | 0.055131 | 0.072027 | 0.090536 | 0.11323 | 0.13687 | 0.16224 | 0.18819 | 0.21444 | 0.2395 | 0.26606 | 0.29346 | 0.32058 | 0.34822 | 0.37404 | 0.40049 | 0.42635 | 0.45151 | 0.47643 | 0.50181 | 0.52344 | 0.54556 |  | 0.00087957 | 0.0063167 | 0.00907 | 0.013202 | 0.018512 | 0.027619 | 0.041214 | 0.058302 | 0.077963 | 0.10019 | 0.1263 | 0.15386 | 0.18446 | 0.21482 | 0.24745 | 0.2799 | 0.31275 | 0.34523 | 0.37709 | 0.4074 | 0.43573 | 0.4607 | 0.48341 | 0.50458 | 0.52182 | 0.5387 | 0.55463 | 0.57041 | 0.5865 | 0.60389 | 0.61727 | 0.63292
Irlam |  | 0.0024106 | 0.0046093 | 0.0076198 | 0.012026 | 0.018312 | 0.027259 | 0.038076 | 0.052254 | 0.068927 | 0.08894 | 0.11768 | 0.15119 | 0.19758 | 0.24841 | 0.31072 | 0.37564 | 0.44533 | 0.5166 | 0.58873 | 0.65758 | 0.73061 | 0.80599 | 0.88074 | 0.957 | 1.0283 | 1.1015 | 1.1731 | 1.2428 | 1.312 | 1.3824 | 1.4427 | 1.5043 |  | 0.0024106 | 0.0046093 | 0.0023919 | 0.0037128 | 0.0055309 | 0.0081603 | 0.011624 | 0.016391 | 0.022053 | 0.02839 | 0.036422 | 0.044508 | 0.055029 | 0.064916 | 0.076732 | 0.088055 | 0.099725 | 0.11118 | 0.12248 | 0.13285 | 0.14428 | 0.15634 | 0.16836 | 0.18091 | 0.19102 | 0.20288 | 0.21499 | 0.22631 | 0.23754 | 0.25008 | 0.25681 | 0.26662 |  | 0.0024106 | 0.0046093 | 0.0076198 | 0.011986 | 0.018058 | 0.026397 | 0.035897 | 0.047392 | 0.05954 | 0.072517 | 0.090268 | 0.10969 | 0.13594 | 0.16255 | 0.19482 | 0.22766 | 0.26284 | 0.29874 | 0.3355 | 0.37141 | 0.41109 | 0.45413 | 0.49948 | 0.54831 | 0.59448 | 0.64462 | 0.6954 | 0.74645 | 0.79892 | 0.85462 | 0.90193 | 0.95384 |  | 0.0024106 | 0.0046093 | 0.0076198 | 0.012026 | 0.018312 | 0.027259 | 0.038076 | 0.052254 | 0.068927 | 0.08894 | 0.11768 | 0.15119 | 0.19758 | 0.24841 | 0.31072 | 0.37564 | 0.44533 | 0.5166 | 0.58873 | 0.65758 | 0.73061 | 0.80599 | 0.88074 | 0.957 | 1.0283 | 1.1015 | 1.1731 | 1.2428 | 1.312 | 1.3824 | 1.4427 | 1.5043 |  | 0.0024106 | 0.017312 | 0.024858 | 0.036277 | 0.051002 | 0.076602 | 0.11509 | 0.16348 | 0.21924 | 0.28233 | 0.35631 | 0.43445 | 0.52092 | 0.60668 | 0.69866 | 0.79013 | 0.88262 | 0.97402 | 1.0637 | 1.1489 | 1.2282 | 1.2977 | 1.3607 | 1.4192 | 1.4666 | 1.5128 | 1.5563 | 1.5995 | 1.6435 | 1.6912 | 1.728 | 1.7711
James St |  | 0.0025391 | 0.004855 | 0.0080259 | 0.012667 | 0.019288 | 0.028712 | 0.040105 | 0.055039 | 0.0726 | 0.09368 | 0.12484 | 0.16226 | 0.21365 | 0.27031 | 0.33948 | 0.41198 | 0.49007 | 0.57023 | 0.65182 | 0.73033 | 0.81401 | 0.90154 | 0.99035 | 1.0827 | 1.1712 | 1.2626 | 1.3524 | 1.4418 | 1.5318 | 1.6239 | 1.7066 | 1.7913 |  | 0.0025391 | 0.004855 | 0.0025194 | 0.0039107 | 0.0058257 | 0.0085952 | 0.012243 | 0.017264 | 0.023228 | 0.029903 | 0.038363 | 0.04688 | 0.057962 | 0.068375 | 0.080822 | 0.092748 | 0.10504 | 0.1171 | 0.12901 | 0.13993 | 0.15197 | 0.16467 | 0.17734 | 0.19056 | 0.2012 | 0.21369 | 0.22645 | 0.23837 | 0.25019 | 0.26341 | 0.2705 | 0.28083 |  | 0.0025391 | 0.004855 | 0.0080259 | 0.012625 | 0.019021 | 0.027804 | 0.03781 | 0.049918 | 0.062713 | 0.076382 | 0.095972 | 0.11854 | 0.14872 | 0.17987 | 0.21741 | 0.25611 | 0.29785 | 0.34076 | 0.38509 | 0.42891 | 0.47746 | 0.53093 | 0.58878 | 0.65224 | 0.71421 | 0.7814 | 0.84933 | 0.91898 | 0.99138 | 1.068 | 1.137 | 1.2114 |  | 0.0025391 | 0.004855 | 0.0080259 | 0.012667 | 0.019288 | 0.028712 | 0.040105 | 0.055039 | 0.0726 | 0.09368 | 0.12484 | 0.16226 | 0.21365 | 0.27031 | 0.33948 | 0.41198 | 0.49007 | 0.57023 | 0.65182 | 0.73033 | 0.81401 | 0.90154 | 0.99035 | 1.0827 | 1.1712 | 1.2626 | 1.3524 | 1.4418 | 1.5318 | 1.6239 | 1.7066 | 1.7913 |  | 0.0025391 | 0.018234 | 0.026183 | 0.041144 | 0.061967 | 0.1031 | 0.16922 | 0.25299 | 0.35146 | 0.46412 | 0.5942 | 0.73284 | 0.88047 | 1.0277 | 1.1817 | 1.3354 | 1.4896 | 1.6415 | 1.7899 | 1.9308 | 2.0566 | 2.1604 | 2.2504 | 2.3293 | 2.3905 | 2.4454 | 2.4939 | 2.543 | 2.5936 | 2.6486 | 2.6929 | 2.7444
Kay St |  | 0.0017503 | 0.0033467 | 0.0055325 | 0.008732 | 0.013296 | 0.019792 | 0.027646 | 0.037941 | 0.050046 | 0.064577 | 0.085492 | 0.10995 | 0.14377 | 0.18086 | 0.2263 | 0.27367 | 0.32454 | 0.37658 | 0.42926 | 0.47959 | 0.533 | 0.58818 | 0.643 | 0.69902 | 0.75154 | 0.80541 | 0.85814 | 0.90959 | 0.9607 | 1.0128 | 1.0575 | 1.1033 |  | 0.0017503 | 0.0033467 | 0.0017367 | 0.0026958 | 0.0040159 | 0.005925 | 0.0084396 | 0.011901 | 0.016012 | 0.020614 | 0.026445 | 0.032316 | 0.039955 | 0.047134 | 0.055713 | 0.063935 | 0.072408 | 0.080723 | 0.088932 | 0.096462 | 0.10476 | 0.11351 | 0.12224 | 0.13136 | 0.13869 | 0.14731 | 0.1561 | 0.16432 | 0.17247 | 0.18158 | 0.18647 | 0.19359 |  | 0.0017503 | 0.0033467 | 0.0055325 | 0.0087027 | 0.013112 | 0.019166 | 0.026064 | 0.034411 | 0.043231 | 0.052653 | 0.065592 | 0.079816 | 0.099015 | 0.11851 | 0.14215 | 0.16623 | 0.19203 | 0.21839 | 0.2454 | 0.27181 | 0.301 | 0.3327 | 0.36618 | 0.40228 | 0.43652 | 0.47369 | 0.51132 | 0.54922 | 0.5882 | 0.62957 | 0.6649 | 0.7036 |  | 0.0017503 | 0.0033467 | 0.0055325 | 0.008732 | 0.013296 | 0.019792 | 0.027646 | 0.037941 | 0.050046 | 0.064577 | 0.085492 | 0.10995 | 0.14377 | 0.18086 | 0.2263 | 0.27367 | 0.32454 | 0.37658 | 0.42926 | 0.47959 | 0.533 | 0.58818 | 0.643 | 0.69902 | 0.75154 | 0.80541 | 0.85814 | 0.90959 | 0.9607 | 1.0128 | 1.0575 | 1.1033 |  | 0.0017503 | 0.01257 | 0.018049 | 0.026507 | 0.0375 | 0.056857 | 0.086175 | 0.12307 | 0.16568 | 0.21395 | 0.27043 | 0.33012 | 0.39587 | 0.4611 | 0.53084 | 0.60019 | 0.67025 | 0.73942 | 0.8072 | 0.87162 | 0.93124 | 0.98309 | 1.0298 | 1.073 | 1.1077 | 1.1414 | 1.1729 | 1.2042 | 1.2362 | 1.2709 | 1.2977 | 1.3292
Kendal |  | 0.0049023 | 0.0093737 | 0.015496 | 0.024457 | 0.03724 | 0.055436 | 0.077432 | 0.10627 | 0.14017 | 0.18087 | 0.23901 | 0.30645 | 0.39993 | 0.50224 | 0.62775 | 0.75839 | 0.89855 | 1.0418 | 1.1866 | 1.3246 | 1.4708 | 1.6213 | 1.7698 | 1.9206 | 2.0609 | 2.2045 | 2.3447 | 2.4807 | 2.615 | 2.7517 | 2.8672 | 2.9852 |  | 0.0049023 | 0.0093737 | 0.0048642 | 0.0075506 | 0.011248 | 0.016595 | 0.023638 | 0.033333 | 0.044847 | 0.057736 | 0.074069 | 0.090513 | 0.11191 | 0.13201 | 0.15605 | 0.17907 | 0.2028 | 0.22609 | 0.24909 | 0.27018 | 0.29342 | 0.31793 | 0.34239 | 0.36791 | 0.38846 | 0.41259 | 0.43721 | 0.46023 | 0.48306 | 0.50857 | 0.52227 | 0.54221 |  | 0.0049023 | 0.0093737 | 0.015496 | 0.024375 | 0.036725 | 0.053683 | 0.073002 | 0.096379 | 0.12108 | 0.14747 | 0.18327 | 0.22205 | 0.27456 | 0.32762 | 0.39206 | 0.45745 | 0.52741 | 0.59872 | 0.67159 | 0.74262 | 0.82104 | 0.90576 | 0.99445 | 1.0895 | 1.1786 | 1.2754 | 1.3733 | 1.4713 | 1.5717 | 1.6784 | 1.7675 | 1.8657 |  | 0.0049023 | 0.0093737 | 0.015496 | 0.024457 | 0.03724 | 0.055436 | 0.077432 | 0.10627 | 0.14017 | 0.18087 | 0.23901 | 0.30645 | 0.39993 | 0.50224 | 0.62775 | 0.75839 | 0.89855 | 1.0418 | 1.1866 | 1.3246 | 1.4708 | 1.6213 | 1.7698 | 1.9206 | 2.0609 | 2.2045 | 2.3447 | 2.4807 | 2.615 | 2.7517 | 2.8672 | 2.9852 |  | 0.0049023 | 0.035206 | 0.050552 | 0.072779 | 0.10093 | 0.14783 | 0.21665 | 0.303 | 0.40184 | 0.51328 | 0.64479 | 0.78331 | 0.93885 | 1.093 | 1.2598 | 1.4257 | 1.594 | 1.7606 | 1.9243 | 2.0803 | 2.2276 | 2.3595 | 2.4807 | 2.595 | 2.689 | 2.7824 | 2.8713 | 2.959 | 3.0483 | 3.1445 | 3.2182 | 3.3042
Keswick |  | 0.001885 | 0.0036043 | 0.0059583 | 0.009404 | 0.014319 | 0.021316 | 0.029774 | 0.04086 | 0.053898 | 0.069547 | 0.092347 | 0.11934 | 0.15655 | 0.19745 | 0.24748 | 0.29977 | 0.356 | 0.41362 | 0.4721 | 0.52816 | 0.58777 | 0.64967 | 0.71172 | 0.77561 | 0.83609 | 0.89829 | 0.95924 | 1.0192 | 1.0792 | 1.1404 | 1.194 | 1.2489 |  | 0.001885 | 0.0036043 | 0.0018704 | 0.0029033 | 0.0043249 | 0.006381 | 0.0090891 | 0.012817 | 0.017244 | 0.0222 | 0.028481 | 0.034803 | 0.04303 | 0.050761 | 0.060001 | 0.068855 | 0.077981 | 0.086935 | 0.095776 | 0.10389 | 0.11282 | 0.12225 | 0.13165 | 0.14147 | 0.14937 | 0.15864 | 0.16811 | 0.17696 | 0.18574 | 0.19555 | 0.20082 | 0.20849 |  | 0.001885 | 0.0036043 | 0.0059583 | 0.0093725 | 0.014121 | 0.020642 | 0.02807 | 0.037059 | 0.046558 | 0.056705 | 0.070916 | 0.086883 | 0.10834 | 0.1303 | 0.15686 | 0.18405 | 0.2133 | 0.24326 | 0.27409 | 0.30439 | 0.33792 | 0.37453 | 0.4136 | 0.45603 | 0.49682 | 0.54104 | 0.58573 | 0.6311 | 0.67799 | 0.72765 | 0.77115 | 0.81844 |  | 0.001885 | 0.0036043 | 0.0059583 | 0.009404 | 0.014319 | 0.021316 | 0.029774 | 0.04086 | 0.053898 | 0.069547 | 0.092347 | 0.11934 | 0.15655 | 0.19745 | 0.24748 | 0.29977 | 0.356 | 0.41362 | 0.4721 | 0.52816 | 0.58777 | 0.64967 | 0.71172 | 0.77561 | 0.83609 | 0.89829 | 0.95924 | 1.0192 | 1.0792 | 1.1404 | 1.194 | 1.2489 |  | 0.001885 | 0.013537 | 0.019438 | 0.029451 | 0.042931 | 0.067904 | 0.10684 | 0.15603 | 0.2134 | 0.27877 | 0.35474 | 0.43541 | 0.52271 | 0.60962 | 0.70152 | 0.79312 | 0.88539 | 0.9764 | 1.0655 | 1.1501 | 1.2271 | 1.2925 | 1.3504 | 1.4026 | 1.4439 | 1.4826 | 1.5179 | 1.5532 | 1.5894 | 1.6285 | 1.6594 | 1.6953
Kingsway |  | 0 | 0 | 0 | 0 | 0 | 0 | 0 | 0 | 0 | 0 | 2.6888e-05 | 9.035e-05 | 0.00016673 | 0.00026037 | 0.00036678 | 0.00049026 | 0.00063061 | 0.00078307 | 0.00095107 | 0.0011299 | 0.001332 | 0.0015762 | 0.0018805 | 0.0022443 | 0.0026487 | 0.0030845 | 0.0035232 | 0.0040059 | 0.0045273 | 0.0050729 | 0.0056554 | 0.0062564 |  | 0 | 0 | 0 | 0 | 0 | 0 | 0 | 0 | 0 | 0 | 0 | 0 | 0 | 0 | 0 | 0 | 0 | 0 | 0 | 0 | 0 | 0 | 0 | 0 | 0 | 0 | 0 | 0 | 0 | 0 | 0 | 0 |  | 0 | 0 | 0 | 0 | 0 | 0 | 0 | 0 | 0 | 0 | 2.6888e-05 | 9.035e-05 | 0.00016673 | 0.00026037 | 0.00036678 | 0.00049026 | 0.00063061 | 0.00078307 | 0.00095107 | 0.0011299 | 0.001332 | 0.0015762 | 0.0018805 | 0.0022443 | 0.0026487 | 0.0030845 | 0.0035232 | 0.0040059 | 0.0045273 | 0.0050729 | 0.0056554 | 0.0062564 |  | 0 | 0 | 0 | 0 | 0 | 0 | 0 | 0 | 0 | 0 | 2.6888e-05 | 9.035e-05 | 0.00016673 | 0.00026037 | 0.00036678 | 0.00049026 | 0.00063061 | 0.00078307 | 0.00095107 | 0.0011299 | 0.001332 | 0.0015762 | 0.0018805 | 0.0022443 | 0.0026487 | 0.0030845 | 0.0035232 | 0.0040059 | 0.0045273 | 0.0050729 | 0.0056554 | 0.0062564 |  | 0 | 0 | 0 | 8.8186e-05 | 0.00024778 | 0.00068011 | 0.0014631 | 0.0024651 | 0.0036768 | 0.0050832 | 0.0066664 | 0.0083727 | 0.010079 | 0.01179 | 0.013503 | 0.015214 | 0.016906 | 0.018554 | 0.020147 | 0.021649 | 0.022872 | 0.023733 | 0.024381 | 0.024836 | 0.025108 | 0.02523 | 0.025252 | 0.025308 | 0.025389 | 0.025491 | 0.025625 | 0.025783
Kinkry Hill |  | 8.6338e-05 | 0.00016509 | 0.00027291 | 0.00043073 | 0.00065586 | 0.00097632 | 0.0013637 | 0.0018715 | 0.0024687 | 0.0031855 | 0.0042819 | 0.0056411 | 0.0074935 | 0.0095481 | 0.012046 | 0.01468 | 0.017527 | 0.02046 | 0.023463 | 0.026376 | 0.029496 | 0.032802 | 0.036231 | 0.039859 | 0.04341 | 0.047099 | 0.050736 | 0.054412 | 0.058161 | 0.062015 | 0.065591 | 0.069261 |  | 8.6338e-05 | 0.00016509 | 8.5668e-05 | 0.00013298 | 0.00019809 | 0.00029227 | 0.00041631 | 0.00058705 | 0.00078984 | 0.0010168 | 0.0013045 | 0.0015941 | 0.0019709 | 0.002325 | 0.0027482 | 0.0031538 | 0.0035717 | 0.0039819 | 0.0043868 | 0.0047583 | 0.0051677 | 0.0055994 | 0.0060301 | 0.0064796 | 0.0068414 | 0.0072664 | 0.0077001 | 0.0081054 | 0.0085076 | 0.0089568 | 0.0091981 | 0.0095493 |  | 8.6338e-05 | 0.00016509 | 0.00027291 | 0.00042929 | 0.00064678 | 0.00094545 | 0.0012857 | 0.0016974 | 0.0021325 | 0.0025973 | 0.0033003 | 0.0041547 | 0.0052856 | 0.0064729 | 0.007895 | 0.0093797 | 0.01099 | 0.012658 | 0.014394 | 0.016127 | 0.018052 | 0.0202 | 0.022576 | 0.025222 | 0.02787 | 0.030736 | 0.033628 | 0.036636 | 0.039787 | 0.043111 | 0.046223 | 0.049544 |  | 8.6338e-05 | 0.00016509 | 0.00027291 | 0.00043073 | 0.00065586 | 0.00097632 | 0.0013637 | 0.0018715 | 0.0024687 | 0.0031855 | 0.0042819 | 0.0056411 | 0.0074935 | 0.0095481 | 0.012046 | 0.01468 | 0.017527 | 0.02046 | 0.023463 | 0.026376 | 0.029496 | 0.032802 | 0.036231 | 0.039859 | 0.04341 | 0.047099 | 0.050736 | 0.054412 | 0.058161 | 0.062015 | 0.065591 | 0.069261 |  | 8.6338e-05 | 0.00062004 | 0.00089031 | 0.0015198 | 0.0024463 | 0.0044285 | 0.0077302 | 0.011924 | 0.016896 | 0.022608 | 0.029142 | 0.036122 | 0.0434 | 0.05066 | 0.058145 | 0.065607 | 0.073053 | 0.080349 | 0.087443 | 0.094151 | 0.099963 | 0.10454 | 0.10836 | 0.11154 | 0.11387 | 0.1158 | 0.11739 | 0.11905 | 0.12081 | 0.12276 | 0.12439 | 0.12631
Kirkby Lonsdale |  | 0.0008253 | 0.0015781 | 0.0026087 | 0.0041173 | 0.0062693 | 0.0093325 | 0.013036 | 0.01789 | 0.023598 | 0.03045 | 0.040546 | 0.052632 | 0.069248 | 0.08755 | 0.10991 | 0.13332 | 0.15853 | 0.1844 | 0.21071 | 0.23601 | 0.26296 | 0.2911 | 0.31959 | 0.34915 | 0.37741 | 0.40657 | 0.43522 | 0.46363 | 0.49222 | 0.52147 | 0.54757 | 0.57432 |  | 0.0008253 | 0.0015781 | 0.00081889 | 0.0012711 | 0.0018936 | 0.0027938 | 0.0039795 | 0.0056116 | 0.00755 | 0.0097198 | 0.01247 | 0.015238 | 0.01884 | 0.022225 | 0.02627 | 0.030147 | 0.034142 | 0.038063 | 0.041933 | 0.045484 | 0.049397 | 0.053524 | 0.057641 | 0.061938 | 0.065396 | 0.069458 | 0.073605 | 0.077479 | 0.081323 | 0.085618 | 0.087923 | 0.091281 |  | 0.0008253 | 0.0015781 | 0.0026087 | 0.0041035 | 0.0061825 | 0.0090374 | 0.01229 | 0.016225 | 0.020384 | 0.024827 | 0.031163 | 0.038423 | 0.048143 | 0.058154 | 0.070228 | 0.082658 | 0.096054 | 0.10981 | 0.12402 | 0.13804 | 0.15356 | 0.17064 | 0.18906 | 0.20923 | 0.22887 | 0.25016 | 0.27168 | 0.29371 | 0.31657 | 0.34077 | 0.36244 | 0.38585 |  | 0.0008253 | 0.0015781 | 0.0026087 | 0.0041173 | 0.0062693 | 0.0093325 | 0.013036 | 0.01789 | 0.023598 | 0.03045 | 0.040546 | 0.052632 | 0.069248 | 0.08755 | 0.10991 | 0.13332 | 0.15853 | 0.1844 | 0.21071 | 0.23601 | 0.26296 | 0.2911 | 0.31959 | 0.34915 | 0.37741 | 0.40657 | 0.43522 | 0.46363 | 0.49222 | 0.52147 | 0.54757 | 0.57432 |  | 0.0008253 | 0.0059269 | 0.0085104 | 0.013268 | 0.019845 | 0.0327 | 0.053259 | 0.079279 | 0.10981 | 0.14469 | 0.18498 | 0.22785 | 0.2736 | 0.31916 | 0.36688 | 0.41443 | 0.46216 | 0.50911 | 0.55494 | 0.59842 | 0.63726 | 0.66936 | 0.69721 | 0.72169 | 0.74065 | 0.7578 | 0.77304 | 0.78847 | 0.80444 | 0.82183 | 0.83577 | 0.85208
Kirkby Moor |  | 0.00037402 | 0.00071515 | 0.0011822 | 0.0018659 | 0.0028412 | 0.0042294 | 0.0059076 | 0.0081075 | 0.010694 | 0.013799 | 0.018322 | 0.023673 | 0.031052 | 0.039161 | 0.049081 | 0.059448 | 0.070595 | 0.082015 | 0.093605 | 0.10471 | 0.11652 | 0.12879 | 0.14109 | 0.15376 | 0.16576 | 0.1781 | 0.19019 | 0.2021 | 0.214 | 0.22615 | 0.2368 | 0.24771 |  | 0.00037402 | 0.00071515 | 0.00037111 | 0.00057606 | 0.00085815 | 0.0012661 | 0.0018034 | 0.0025431 | 0.0034216 | 0.0044049 | 0.0056511 | 0.0069056 | 0.008538 | 0.010072 | 0.011905 | 0.013662 | 0.015473 | 0.01725 | 0.019004 | 0.020613 | 0.022386 | 0.024256 | 0.026122 | 0.02807 | 0.029637 | 0.031478 | 0.033357 | 0.035112 | 0.036855 | 0.038801 | 0.039846 | 0.041367 |  | 0.00037402 | 0.00071515 | 0.0011822 | 0.0018597 | 0.0028019 | 0.0040957 | 0.0055696 | 0.0073532 | 0.0092379 | 0.011251 | 0.014069 | 0.017234 | 0.021487 | 0.025839 | 0.031099 | 0.036488 | 0.04228 | 0.048213 | 0.054315 | 0.060313 | 0.066948 | 0.074197 | 0.081938 | 0.090351 | 0.09844 | 0.10721 | 0.11608 | 0.12509 | 0.1344 | 0.14426 | 0.1529 | 0.16229 |  | 0.00037402 | 0.00071515 | 0.0011822 | 0.0018659 | 0.0028412 | 0.0042294 | 0.0059076 | 0.0081075 | 0.010694 | 0.013799 | 0.018322 | 0.023673 | 0.031052 | 0.039161 | 0.049081 | 0.059448 | 0.070595 | 0.082015 | 0.093605 | 0.10471 | 0.11652 | 0.12879 | 0.14109 | 0.15376 | 0.16576 | 0.1781 | 0.19019 | 0.2021 | 0.214 | 0.22615 | 0.2368 | 0.24771 |  | 0.00037402 | 0.002686 | 0.0038568 | 0.0058381 | 0.0085021 | 0.013464 | 0.021213 | 0.030997 | 0.042401 | 0.055384 | 0.070458 | 0.086452 | 0.10374 | 0.12093 | 0.13909 | 0.15716 | 0.17535 | 0.19327 | 0.21078 | 0.2274 | 0.24247 | 0.2552 | 0.26644 | 0.27654 | 0.28451 | 0.29195 | 0.29875 | 0.30557 | 0.31258 | 0.32021 | 0.32621 | 0.33325
Kirkby Stephen |  | 0.0020304 | 0.0038824 | 0.0064181 | 0.01013 | 0.015424 | 0.02296 | 0.032071 | 0.044013 | 0.058056 | 0.074913 | 0.099128 | 0.12739 | 0.16649 | 0.20934 | 0.26187 | 0.31661 | 0.37537 | 0.43547 | 0.49629 | 0.55436 | 0.61595 | 0.67952 | 0.74255 | 0.80685 | 0.867 | 0.92865 | 0.98895 | 1.0477 | 1.1059 | 1.1653 | 1.216 | 1.2679 |  | 0.0020304 | 0.0038824 | 0.0020147 | 0.0031273 | 0.0046586 | 0.0068734 | 0.0097904 | 0.013806 | 0.018575 | 0.023913 | 0.030678 | 0.037488 | 0.04635 | 0.054678 | 0.064631 | 0.074168 | 0.083997 | 0.093643 | 0.10317 | 0.1119 | 0.12153 | 0.13168 | 0.14181 | 0.15238 | 0.16089 | 0.17088 | 0.18108 | 0.19062 | 0.20007 | 0.21064 | 0.21631 | 0.22457 |  | 0.0020304 | 0.0038824 | 0.0064181 | 0.010096 | 0.01521 | 0.022234 | 0.030236 | 0.039918 | 0.05015 | 0.061081 | 0.076043 | 0.09243 | 0.11457 | 0.13702 | 0.16425 | 0.19196 | 0.22165 | 0.25196 | 0.28299 | 0.31332 | 0.34682 | 0.38315 | 0.42142 | 0.46261 | 0.50156 | 0.54383 | 0.58662 | 0.62963 | 0.67382 | 0.72072 | 0.76054 | 0.80423 |  | 0.0020304 | 0.0038824 | 0.0064181 | 0.01013 | 0.015424 | 0.02296 | 0.032071 | 0.044013 | 0.058056 | 0.074913 | 0.099128 | 0.12739 | 0.16649 | 0.20934 | 0.26187 | 0.31661 | 0.37537 | 0.43547 | 0.49629 | 0.55436 | 0.61595 | 0.67952 | 0.74255 | 0.80685 | 0.867 | 0.92865 | 0.98895 | 1.0477 | 1.1059 | 1.1653 | 1.216 | 1.2679 |  | 0.0020304 | 0.014582 | 0.020938 | 0.030593 | 0.043064 | 0.064687 | 0.097167 | 0.13801 | 0.18508 | 0.23834 | 0.30079 | 0.36673 | 0.43969 | 0.51207 | 0.58969 | 0.66686 | 0.7449 | 0.82202 | 0.89762 | 0.9695 | 1.0364 | 1.095 | 1.1481 | 1.1974 | 1.2374 | 1.2763 | 1.3129 | 1.3493 | 1.3864 | 1.4266 | 1.4576 | 1.4938
Kirkby Thore |  | 0.0015095 | 0.0028863 | 0.0047714 | 0.0075306 | 0.011467 | 0.017069 | 0.023842 | 0.032721 | 0.043161 | 0.055693 | 0.073542 | 0.094191 | 0.12283 | 0.15415 | 0.1926 | 0.23259 | 0.27548 | 0.3193 | 0.36356 | 0.40572 | 0.45036 | 0.49624 | 0.54138 | 0.58712 | 0.62956 | 0.67294 | 0.7153 | 0.75625 | 0.79662 | 0.83767 | 0.87211 | 0.90732 |  | 0.0015095 | 0.0028863 | 0.0014978 | 0.0023249 | 0.0034634 | 0.0051099 | 0.0072785 | 0.010264 | 0.013809 | 0.017778 | 0.022807 | 0.02787 | 0.034458 | 0.040649 | 0.048048 | 0.055138 | 0.062446 | 0.069617 | 0.076696 | 0.083191 | 0.090348 | 0.097896 | 0.10543 | 0.11329 | 0.11961 | 0.12704 | 0.13462 | 0.14171 | 0.14874 | 0.1566 | 0.16081 | 0.16695 |  | 0.0015095 | 0.0028863 | 0.0047714 | 0.0075054 | 0.011308 | 0.016529 | 0.022478 | 0.029676 | 0.037283 | 0.045409 | 0.05638 | 0.068203 | 0.084227 | 0.10039 | 0.12003 | 0.13993 | 0.16121 | 0.18288 | 0.20499 | 0.22652 | 0.25028 | 0.27591 | 0.30264 | 0.33121 | 0.35788 | 0.38685 | 0.4162 | 0.44545 | 0.47537 | 0.50717 | 0.5335 | 0.5626 |  | 0.0015095 | 0.0028863 | 0.0047714 | 0.0075306 | 0.011467 | 0.017069 | 0.023842 | 0.032721 | 0.043161 | 0.055693 | 0.073542 | 0.094191 | 0.12283 | 0.15415 | 0.1926 | 0.23259 | 0.27548 | 0.3193 | 0.36356 | 0.40572 | 0.45036 | 0.49624 | 0.54138 | 0.58712 | 0.62956 | 0.67294 | 0.7153 | 0.75625 | 0.79662 | 0.83767 | 0.87211 | 0.90732 |  | 0.0015095 | 0.01084 | 0.015566 | 0.022244 | 0.030609 | 0.044245 | 0.063977 | 0.088694 | 0.11686 | 0.14852 | 0.18603 | 0.22544 | 0.27007 | 0.31424 | 0.36229 | 0.41003 | 0.45853 | 0.50658 | 0.55383 | 0.59883 | 0.64168 | 0.68042 | 0.71628 | 0.75038 | 0.77857 | 0.80685 | 0.83399 | 0.86071 | 0.88787 | 0.91719 | 0.93948 | 0.96557
Kirkhall Lane |  | 0.0025089 | 0.0047972 | 0.0079304 | 0.012516 | 0.019058 | 0.028371 | 0.039628 | 0.054384 | 0.071737 | 0.092566 | 0.12193 | 0.15553 | 0.20226 | 0.25327 | 0.31597 | 0.38104 | 0.45074 | 0.52183 | 0.5935 | 0.66155 | 0.73347 | 0.80697 | 0.87857 | 0.95051 | 1.0165 | 1.0837 | 1.1492 | 1.2119 | 1.2732 | 1.3353 | 1.386 | 1.4378 |  | 0.0025089 | 0.0047972 | 0.0024894 | 0.0038642 | 0.0057564 | 0.008493 | 0.012097 | 0.017059 | 0.022952 | 0.029548 | 0.037907 | 0.046322 | 0.057272 | 0.067562 | 0.07986 | 0.091644 | 0.10379 | 0.11571 | 0.12748 | 0.13827 | 0.15017 | 0.16271 | 0.17523 | 0.18829 | 0.1988 | 0.21115 | 0.22375 | 0.23553 | 0.24722 | 0.26027 | 0.26728 | 0.27749 |  | 0.0025089 | 0.0047972 | 0.0079304 | 0.012475 | 0.018795 | 0.027473 | 0.037361 | 0.049324 | 0.061967 | 0.075473 | 0.093404 | 0.11234 | 0.1381 | 0.16391 | 0.19535 | 0.22703 | 0.2608 | 0.29509 | 0.32995 | 0.36372 | 0.40092 | 0.44076 | 0.48177 | 0.52517 | 0.56496 | 0.60823 | 0.65208 | 0.69531 | 0.73921 | 0.78597 | 0.82323 | 0.8649 |  | 0.0025089 | 0.0047972 | 0.0079304 | 0.012516 | 0.019058 | 0.028371 | 0.039628 | 0.054384 | 0.071737 | 0.092566 | 0.12193 | 0.15553 | 0.20226 | 0.25327 | 0.31597 | 0.38104 | 0.45074 | 0.52183 | 0.5935 | 0.66155 | 0.73347 | 0.80697 | 0.87857 | 0.95051 | 1.0165 | 1.0837 | 1.1492 | 1.2119 | 1.2732 | 1.3353 | 1.386 | 1.4378 |  | 0.0025089 | 0.018018 | 0.025871 | 0.035972 | 0.04807 | 0.065872 | 0.089876 | 0.11971 | 0.15292 | 0.18978 | 0.23436 | 0.28075 | 0.33583 | 0.39011 | 0.45084 | 0.51107 | 0.5728 | 0.6343 | 0.6951 | 0.7532 | 0.81088 | 0.86578 | 0.91829 | 0.97005 | 1.014 | 1.0598 | 1.1048 | 1.1487 | 1.1931 | 1.2408 | 1.2764 | 1.3181
Kitt Green |  | 0.0014341 | 0.0027421 | 0.004533 | 0.0071543 | 0.010894 | 0.016216 | 0.022651 | 0.031086 | 0.041004 | 0.05291 | 0.069689 | 0.088883 | 0.11558 | 0.14472 | 0.18053 | 0.2177 | 0.25751 | 0.29812 | 0.33905 | 0.37791 | 0.41898 | 0.46094 | 0.5018 | 0.54285 | 0.58049 | 0.61881 | 0.65616 | 0.69187 | 0.72679 | 0.76218 | 0.79106 | 0.82054 |  | 0.0014341 | 0.0027421 | 0.0014229 | 0.0022087 | 0.0032903 | 0.0048546 | 0.0069148 | 0.0097508 | 0.013119 | 0.016889 | 0.021667 | 0.026477 | 0.032737 | 0.038618 | 0.045648 | 0.052383 | 0.059326 | 0.066138 | 0.072864 | 0.079034 | 0.085834 | 0.093004 | 0.10016 | 0.10763 | 0.11363 | 0.12069 | 0.1279 | 0.13463 | 0.14131 | 0.14877 | 0.15278 | 0.15861 |  | 0.0014341 | 0.0027421 | 0.004533 | 0.0071304 | 0.010743 | 0.015704 | 0.021355 | 0.028194 | 0.03542 | 0.04314 | 0.053384 | 0.064193 | 0.078907 | 0.093637 | 0.11159 | 0.12967 | 0.14895 | 0.16852 | 0.18841 | 0.20767 | 0.2289 | 0.25162 | 0.27499 | 0.29973 | 0.32238 | 0.34703 | 0.372 | 0.39661 | 0.42159 | 0.4482 | 0.46937 | 0.49305 |  | 0.0014341 | 0.0027421 | 0.004533 | 0.0071543 | 0.010894 | 0.016216 | 0.022651 | 0.031086 | 0.041004 | 0.05291 | 0.069689 | 0.088883 | 0.11558 | 0.14472 | 0.18053 | 0.2177 | 0.25751 | 0.29812 | 0.33905 | 0.37791 | 0.41898 | 0.46094 | 0.5018 | 0.54285 | 0.58049 | 0.61881 | 0.65616 | 0.69187 | 0.72679 | 0.76218 | 0.79106 | 0.82054 |  | 0.0014341 | 0.010299 | 0.014788 | 0.020544 | 0.027428 | 0.037518 | 0.051084 | 0.067936 | 0.086673 | 0.10745 | 0.1326 | 0.15875 | 0.18986 | 0.2205 | 0.25482 | 0.28884 | 0.32371 | 0.35845 | 0.39279 | 0.4256 | 0.45821 | 0.48929 | 0.51905 | 0.54842 | 0.57338 | 0.59942 | 0.62503 | 0.65002 | 0.67526 | 0.70242 | 0.72269 | 0.74641
Knott Mill |  | 0.0028234 | 0.0053986 | 0.0089246 | 0.014086 | 0.021448 | 0.031927 | 0.044596 | 0.061202 | 0.08073 | 0.10417 | 0.13776 | 0.17687 | 0.23102 | 0.29034 | 0.36307 | 0.43883 | 0.52014 | 0.60327 | 0.68738 | 0.76763 | 0.85273 | 0.94044 | 1.0272 | 1.1156 | 1.1981 | 1.2826 | 1.3652 | 1.4455 | 1.5251 | 1.6061 | 1.675 | 1.7456 |  | 0.0028234 | 0.0053986 | 0.0028015 | 0.0043486 | 0.006478 | 0.0095577 | 0.013614 | 0.019198 | 0.025829 | 0.033252 | 0.042659 | 0.052129 | 0.064452 | 0.076032 | 0.089871 | 0.10313 | 0.1168 | 0.13021 | 0.14346 | 0.1556 | 0.16899 | 0.18311 | 0.19719 | 0.21189 | 0.22372 | 0.23762 | 0.25181 | 0.26506 | 0.27821 | 0.2929 | 0.30079 | 0.31228 |  | 0.0028234 | 0.0053986 | 0.0089246 | 0.014038 | 0.021151 | 0.030917 | 0.042044 | 0.055508 | 0.069736 | 0.084935 | 0.10566 | 0.12826 | 0.15882 | 0.18977 | 0.22733 | 0.26551 | 0.30639 | 0.34811 | 0.39079 | 0.43246 | 0.47849 | 0.52832 | 0.58068 | 0.63693 | 0.68993 | 0.74749 | 0.80576 | 0.86421 | 0.9242 | 0.98791 | 1.0417 | 1.1008 |  | 0.0028234 | 0.0053986 | 0.0089246 | 0.014086 | 0.021448 | 0.031927 | 0.044596 | 0.061202 | 0.08073 | 0.10417 | 0.13776 | 0.17687 | 0.23102 | 0.29034 | 0.36307 | 0.43883 | 0.52014 | 0.60327 | 0.68738 | 0.76763 | 0.85273 | 0.94044 | 1.0272 | 1.1156 | 1.1981 | 1.2826 | 1.3652 | 1.4455 | 1.5251 | 1.6061 | 1.675 | 1.7456 |  | 0.0028234 | 0.020276 | 0.029114 | 0.042283 | 0.05916 | 0.087918 | 0.1307 | 0.18449 | 0.24636 | 0.31634 | 0.39868 | 0.48566 | 0.58255 | 0.67877 | 0.78242 | 0.88563 | 0.99026 | 1.0939 | 1.1958 | 1.2929 | 1.384 | 1.4649 | 1.5388 | 1.608 | 1.6647 | 1.7204 | 1.7729 | 1.8249 | 1.8777 | 1.9345 | 1.9783 | 2.0292
Lamberhead |  | 0.0028509 | 0.0054511 | 0.0090114 | 0.014223 | 0.021656 | 0.032238 | 0.04503 | 0.061798 | 0.081515 | 0.10518 | 0.13869 | 0.17719 | 0.23068 | 0.28911 | 0.36089 | 0.43546 | 0.51537 | 0.59692 | 0.67921 | 0.75743 | 0.84018 | 0.92493 | 1.0078 | 1.0914 | 1.1685 | 1.2471 | 1.3237 | 1.3974 | 1.4697 | 1.543 | 1.6037 | 1.6656 |  | 0.0028509 | 0.0054511 | 0.0028287 | 0.0043909 | 0.0065411 | 0.0096507 | 0.013746 | 0.019384 | 0.02608 | 0.033575 | 0.043074 | 0.052637 | 0.065079 | 0.076772 | 0.090746 | 0.10414 | 0.11794 | 0.13148 | 0.14485 | 0.15712 | 0.17064 | 0.18489 | 0.19911 | 0.21396 | 0.2259 | 0.23993 | 0.25426 | 0.26764 | 0.28092 | 0.29575 | 0.30372 | 0.31532 |  | 0.0028509 | 0.0054511 | 0.0090114 | 0.014175 | 0.021357 | 0.031218 | 0.042453 | 0.056048 | 0.070414 | 0.085762 | 0.10627 | 0.12811 | 0.15777 | 0.18757 | 0.22383 | 0.26045 | 0.29954 | 0.33927 | 0.37973 | 0.419 | 0.4623 | 0.50881 | 0.55694 | 0.60811 | 0.65537 | 0.70675 | 0.75882 | 0.81039 | 0.86293 | 0.91884 | 0.96414 | 1.0145 |  | 0.0028509 | 0.0054511 | 0.0090114 | 0.014223 | 0.021656 | 0.032238 | 0.04503 | 0.061798 | 0.081515 | 0.10518 | 0.13869 | 0.17719 | 0.23068 | 0.28911 | 0.36089 | 0.43546 | 0.51537 | 0.59692 | 0.67921 | 0.75743 | 0.84018 | 0.92493 | 1.0078 | 1.0914 | 1.1685 | 1.2471 | 1.3237 | 1.3974 | 1.4697 | 1.543 | 1.6037 | 1.6656 |  | 0.0028509 | 0.020474 | 0.029398 | 0.041322 | 0.055876 | 0.078303 | 0.10957 | 0.14857 | 0.19247 | 0.2415 | 0.30021 | 0.36159 | 0.43283 | 0.50318 | 0.58086 | 0.65795 | 0.73664 | 0.81484 | 0.89195 | 0.96552 | 1.0372 | 1.1038 | 1.1667 | 1.2277 | 1.2789 | 1.3315 | 1.3826 | 1.4327 | 1.4834 | 1.5381 | 1.5792 | 1.6272
Lancaster |  | 0.0020762 | 0.00397 | 0.0065629 | 0.010358 | 0.015772 | 0.023478 | 0.032795 | 0.045006 | 0.059366 | 0.076604 | 0.10123 | 0.12981 | 0.16941 | 0.21276 | 0.26593 | 0.32129 | 0.38067 | 0.44136 | 0.50271 | 0.56119 | 0.62317 | 0.68695 | 0.74989 | 0.81383 | 0.87333 | 0.93422 | 0.99372 | 1.0514 | 1.1084 | 1.1664 | 1.2154 | 1.2656 |  | 0.0020762 | 0.00397 | 0.0020601 | 0.0031978 | 0.0047638 | 0.0070285 | 0.010011 | 0.014117 | 0.018994 | 0.024453 | 0.03137 | 0.038334 | 0.047396 | 0.055912 | 0.066089 | 0.075841 | 0.085893 | 0.095756 | 0.10549 | 0.11443 | 0.12427 | 0.13465 | 0.14501 | 0.15582 | 0.16452 | 0.17474 | 0.18517 | 0.19492 | 0.20459 | 0.21539 | 0.22119 | 0.22964 |  | 0.0020762 | 0.00397 | 0.0065629 | 0.010323 | 0.015554 | 0.022736 | 0.030918 | 0.040819 | 0.051282 | 0.062459 | 0.077624 | 0.094061 | 0.11631 | 0.1388 | 0.16611 | 0.19383 | 0.22349 | 0.25371 | 0.2846 | 0.31472 | 0.34796 | 0.38389 | 0.42151 | 0.46183 | 0.49964 | 0.54072 | 0.58231 | 0.62391 | 0.66653 | 0.71181 | 0.74967 | 0.7914 |  | 0.0020762 | 0.00397 | 0.0065629 | 0.010358 | 0.015772 | 0.023478 | 0.032795 | 0.045006 | 0.059366 | 0.076604 | 0.10123 | 0.12981 | 0.16941 | 0.21276 | 0.26593 | 0.32129 | 0.38067 | 0.44136 | 0.50271 | 0.56119 | 0.62317 | 0.68695 | 0.74989 | 0.81383 | 0.87333 | 0.93422 | 0.99372 | 1.0514 | 1.1084 | 1.1664 | 1.2154 | 1.2656 |  | 0.0020762 | 0.014911 | 0.02141 | 0.03084 | 0.042789 | 0.062744 | 0.092062 | 0.12885 | 0.17096 | 0.21845 | 0.27448 | 0.33349 | 0.3997 | 0.4653 | 0.53628 | 0.60684 | 0.6784 | 0.74926 | 0.81887 | 0.88515 | 0.94774 | 1.0037 | 1.055 | 1.1035 | 1.1432 | 1.1827 | 1.2203 | 1.2574 | 1.2952 | 1.3359 | 1.3671 | 1.4036
Langley |  | 0.0033641 | 0.0064326 | 0.010634 | 0.016783 | 0.025556 | 0.038042 | 0.053137 | 0.072924 | 0.096192 | 0.12412 | 0.16362 | 0.20896 | 0.27196 | 0.34078 | 0.42533 | 0.51314 | 0.60722 | 0.70324 | 0.80009 | 0.89213 | 0.98947 | 1.0891 | 1.1865 | 1.2846 | 1.3749 | 1.4669 | 1.5567 | 1.6429 | 1.7273 | 1.8131 | 1.8837 | 1.9558 |  | 0.0033641 | 0.0064326 | 0.003338 | 0.0051815 | 0.0077188 | 0.011388 | 0.016221 | 0.022875 | 0.030776 | 0.039621 | 0.05083 | 0.062114 | 0.076797 | 0.090594 | 0.10708 | 0.12289 | 0.13917 | 0.15515 | 0.17093 | 0.18541 | 0.20136 | 0.21818 | 0.23496 | 0.25248 | 0.26658 | 0.28313 | 0.30003 | 0.31583 | 0.3315 | 0.349 | 0.3584 | 0.37209 |  | 0.0033641 | 0.0064326 | 0.010634 | 0.016727 | 0.025202 | 0.036839 | 0.050097 | 0.066139 | 0.083092 | 0.1012 | 0.12537 | 0.15104 | 0.18593 | 0.22095 | 0.26359 | 0.30662 | 0.35254 | 0.3992 | 0.44669 | 0.49276 | 0.54356 | 0.59806 | 0.6544 | 0.71422 | 0.76937 | 0.82933 | 0.89009 | 0.95019 | 1.0114 | 1.0765 | 1.129 | 1.1875 |  | 0.0033641 | 0.0064326 | 0.010634 | 0.016783 | 0.025556 | 0.038042 | 0.053137 | 0.072924 | 0.096192 | 0.12412 | 0.16362 | 0.20896 | 0.27196 | 0.34078 | 0.42533 | 0.51314 | 0.60722 | 0.70324 | 0.80009 | 0.89213 | 0.98947 | 1.0891 | 1.1865 | 1.2846 | 1.3749 | 1.4669 | 1.5567 | 1.6429 | 1.7273 | 1.8131 | 1.8837 | 1.9558 |  | 0.0033641 | 0.02416 | 0.034691 | 0.048631 | 0.065569 | 0.09138 | 0.12708 | 0.17157 | 0.22152 | 0.27722 | 0.34405 | 0.41382 | 0.4952 | 0.57551 | 0.66445 | 0.75268 | 0.84279 | 0.93238 | 1.0207 | 1.105 | 1.1875 | 1.2646 | 1.3375 | 1.4085 | 1.4683 | 1.5299 | 1.59 | 1.6489 | 1.7084 | 1.7726 | 1.8208 | 1.8771
Langroyd Rd |  | 0.0026359 | 0.0050401 | 0.0083319 | 0.01315 | 0.020023 | 0.029807 | 0.041634 | 0.057138 | 0.075368 | 0.097252 | 0.12861 | 0.1651 | 0.21563 | 0.27098 | 0.33885 | 0.40953 | 0.48539 | 0.56295 | 0.64139 | 0.71623 | 0.79559 | 0.87738 | 0.9583 | 1.0407 | 1.1176 | 1.1964 | 1.2734 | 1.3483 | 1.4224 | 1.4979 | 1.5621 | 1.6278 |  | 0.0026359 | 0.0050401 | 0.0026154 | 0.0040598 | 0.0060478 | 0.008923 | 0.01271 | 0.017923 | 0.024114 | 0.031044 | 0.039826 | 0.048667 | 0.060172 | 0.070982 | 0.083903 | 0.096284 | 0.10904 | 0.12157 | 0.13393 | 0.14527 | 0.15777 | 0.17095 | 0.1841 | 0.19782 | 0.20887 | 0.22184 | 0.23508 | 0.24746 | 0.25973 | 0.27345 | 0.28082 | 0.29154 |  | 0.0026359 | 0.0050401 | 0.0083319 | 0.013106 | 0.019746 | 0.028864 | 0.039252 | 0.051822 | 0.065105 | 0.079294 | 0.098637 | 0.11972 | 0.14823 | 0.17709 | 0.21212 | 0.24772 | 0.28584 | 0.32472 | 0.3645 | 0.40332 | 0.4462 | 0.49263 | 0.54141 | 0.59383 | 0.6432 | 0.69683 | 0.75111 | 0.80556 | 0.86144 | 0.92077 | 0.97081 | 1.0258 |  | 0.0026359 | 0.0050401 | 0.0083319 | 0.01315 | 0.020023 | 0.029807 | 0.041634 | 0.057138 | 0.075368 | 0.097252 | 0.12861 | 0.1651 | 0.21563 | 0.27098 | 0.33885 | 0.40953 | 0.48539 | 0.56295 | 0.64139 | 0.71623 | 0.79559 | 0.87738 | 0.9583 | 1.0407 | 1.1176 | 1.1964 | 1.2734 | 1.3483 | 1.4224 | 1.4979 | 1.5621 | 1.6278 |  | 0.0026359 | 0.01893 | 0.027181 | 0.039449 | 0.055155 | 0.081971 | 0.12188 | 0.17202 | 0.22963 | 0.29471 | 0.3712 | 0.45186 | 0.54162 | 0.6306 | 0.72635 | 0.82152 | 0.91786 | 1.0131 | 1.1065 | 1.1954 | 1.2786 | 1.352 | 1.4189 | 1.4814 | 1.5323 | 1.5823 | 1.6296 | 1.6765 | 1.7243 | 1.776 | 1.8157 | 1.8622
Leigh |  | 0.0010039 | 0.0019195 | 0.0031732 | 0.0050082 | 0.0076259 | 0.011352 | 0.015856 | 0.021761 | 0.028704 | 0.037038 | 0.048966 | 0.062833 | 0.08204 | 0.10307 | 0.12887 | 0.15573 | 0.18455 | 0.21401 | 0.24381 | 0.27222 | 0.30235 | 0.33338 | 0.36405 | 0.39525 | 0.42434 | 0.45412 | 0.48323 | 0.5115 | 0.53947 | 0.56795 | 0.59211 | 0.61682 |  | 0.0010039 | 0.0019195 | 0.00099608 | 0.0015462 | 0.0023033 | 0.0033983 | 0.0048405 | 0.0068258 | 0.0091837 | 0.011823 | 0.015168 | 0.018535 | 0.022916 | 0.027033 | 0.031954 | 0.03667 | 0.041529 | 0.046298 | 0.051007 | 0.055326 | 0.060086 | 0.065105 | 0.070113 | 0.07534 | 0.079547 | 0.084488 | 0.089531 | 0.094243 | 0.098919 | 0.10414 | 0.10695 | 0.11103 |  | 0.0010039 | 0.0019195 | 0.0031732 | 0.0049914 | 0.0075203 | 0.010993 | 0.014949 | 0.019736 | 0.024795 | 0.030199 | 0.037552 | 0.045549 | 0.056368 | 0.067315 | 0.080603 | 0.0941 | 0.10855 | 0.12328 | 0.13835 | 0.15305 | 0.16929 | 0.18685 | 0.20528 | 0.22506 | 0.24366 | 0.26386 | 0.28432 | 0.30481 | 0.32583 | 0.34815 | 0.36692 | 0.38757 |  | 0.0010039 | 0.0019195 | 0.0031732 | 0.0050082 | 0.0076259 | 0.011352 | 0.015856 | 0.021761 | 0.028704 | 0.037038 | 0.048966 | 0.062833 | 0.08204 | 0.10307 | 0.12887 | 0.15573 | 0.18455 | 0.21401 | 0.24381 | 0.27222 | 0.30235 | 0.33338 | 0.36405 | 0.39525 | 0.42434 | 0.45412 | 0.48323 | 0.5115 | 0.53947 | 0.56795 | 0.59211 | 0.61682 |  | 0.0010039 | 0.0072093 | 0.010352 | 0.01498 | 0.020882 | 0.030864 | 0.045642 | 0.064203 | 0.085507 | 0.10956 | 0.13789 | 0.16777 | 0.20114 | 0.23423 | 0.26993 | 0.30543 | 0.34142 | 0.37704 | 0.41202 | 0.44534 | 0.47666 | 0.50449 | 0.52996 | 0.55386 | 0.57342 | 0.59272 | 0.61102 | 0.6291 | 0.6475 | 0.66737 | 0.68261 | 0.70041
Levenshulme |  | 0.0038729 | 0.0074053 | 0.012242 | 0.019321 | 0.02942 | 0.043795 | 0.061172 | 0.083951 | 0.11074 | 0.14289 | 0.18846 | 0.24089 | 0.3137 | 0.39327 | 0.491 | 0.59255 | 0.70138 | 0.81248 | 0.92461 | 1.0312 | 1.1441 | 1.2597 | 1.3729 | 1.4871 | 1.5925 | 1.7001 | 1.805 | 1.9059 | 2.005 | 2.1057 | 2.189 | 2.2742 |  | 0.0038729 | 0.0074053 | 0.0038428 | 0.005965 | 0.008886 | 0.01311 | 0.018674 | 0.026334 | 0.03543 | 0.045612 | 0.058516 | 0.071506 | 0.08841 | 0.10429 | 0.12328 | 0.14147 | 0.16022 | 0.17862 | 0.19678 | 0.21344 | 0.23181 | 0.25117 | 0.27049 | 0.29066 | 0.30689 | 0.32595 | 0.3454 | 0.36358 | 0.38162 | 0.40178 | 0.4126 | 0.42835 |  | 0.0038729 | 0.0074053 | 0.012242 | 0.019257 | 0.029013 | 0.04241 | 0.057672 | 0.076141 | 0.095657 | 0.11651 | 0.14442 | 0.17421 | 0.21466 | 0.25532 | 0.3048 | 0.3548 | 0.40818 | 0.46247 | 0.51777 | 0.57149 | 0.63072 | 0.69437 | 0.76035 | 0.83052 | 0.89547 | 0.96607 | 1.0376 | 1.1085 | 1.1808 | 1.2577 | 1.3203 | 1.3898 |  | 0.0038729 | 0.0074053 | 0.012242 | 0.019321 | 0.02942 | 0.043795 | 0.061172 | 0.083951 | 0.11074 | 0.14289 | 0.18846 | 0.24089 | 0.3137 | 0.39327 | 0.491 | 0.59255 | 0.70138 | 0.81248 | 0.92461 | 1.0312 | 1.1441 | 1.2597 | 1.3729 | 1.4871 | 1.5925 | 1.7001 | 1.805 | 1.9059 | 2.005 | 2.1057 | 2.189 | 2.2742 |  | 0.0038729 | 0.027813 | 0.039937 | 0.05631 | 0.076399 | 0.10763 | 0.15145 | 0.20618 | 0.26795 | 0.33707 | 0.41967 | 0.50617 | 0.60612 | 0.70492 | 0.81375 | 0.92184 | 1.0321 | 1.1417 | 1.2498 | 1.3529 | 1.453 | 1.5458 | 1.633 | 1.7174 | 1.7882 | 1.8605 | 1.9306 | 1.9993 | 2.0688 | 2.1437 | 2.2001 | 2.266
Leyland National |  | 0.0002989 | 0.00057153 | 0.00094481 | 0.0014912 | 0.0022706 | 0.00338 | 0.0047212 | 0.0064792 | 0.0085465 | 0.011028 | 0.014697 | 0.019102 | 0.025153 | 0.031824 | 0.039968 | 0.048503 | 0.057697 | 0.067134 | 0.07674 | 0.085982 | 0.095834 | 0.10614 | 0.11659 | 0.12746 | 0.13787 | 0.14863 | 0.1592 | 0.1697 | 0.18028 | 0.19112 | 0.20083 | 0.21079 |  | 0.0002989 | 0.00057153 | 0.00029658 | 0.00046037 | 0.0006858 | 0.0010118 | 0.0014413 | 0.0020324 | 0.0027344 | 0.0035202 | 0.0045161 | 0.0055187 | 0.0068233 | 0.0080492 | 0.0095144 | 0.010918 | 0.012365 | 0.013785 | 0.015187 | 0.016473 | 0.01789 | 0.019385 | 0.020876 | 0.022432 | 0.023685 | 0.025156 | 0.026658 | 0.028061 | 0.029453 | 0.031008 | 0.031844 | 0.033059 |  | 0.0002989 | 0.00057153 | 0.00094481 | 0.0014862 | 0.0022392 | 0.0032731 | 0.0044511 | 0.0058764 | 0.0073827 | 0.0089917 | 0.011298 | 0.013956 | 0.01751 | 0.021177 | 0.025597 | 0.030154 | 0.035069 | 0.040121 | 0.04534 | 0.050499 | 0.056215 | 0.062508 | 0.069316 | 0.076784 | 0.084075 | 0.091979 | 0.099968 | 0.10816 | 0.11667 | 0.12568 | 0.13378 | 0.14253 |  | 0.0002989 | 0.00057153 | 0.00094481 | 0.0014912 | 0.0022706 | 0.00338 | 0.0047212 | 0.0064792 | 0.0085465 | 0.011028 | 0.014697 | 0.019102 | 0.025153 | 0.031824 | 0.039968 | 0.048503 | 0.057697 | 0.067134 | 0.07674 | 0.085982 | 0.095834 | 0.10614 | 0.11659 | 0.12746 | 0.13787 | 0.14863 | 0.1592 | 0.1697 | 0.18028 | 0.19112 | 0.20083 | 0.21079 |  | 0.0002989 | 0.0021466 | 0.0030822 | 0.0048444 | 0.0072972 | 0.012139 | 0.01992 | 0.029776 | 0.041358 | 0.054606 | 0.069897 | 0.086188 | 0.10353 | 0.12082 | 0.1389 | 0.15693 | 0.17502 | 0.19283 | 0.21022 | 0.22672 | 0.24144 | 0.25357 | 0.26407 | 0.27327 | 0.28039 | 0.28678 | 0.29242 | 0.29815 | 0.30406 | 0.31049 | 0.31567 | 0.32171
Little Hulton |  | 0.003071 | 0.0058721 | 0.0097073 | 0.015321 | 0.023329 | 0.034727 | 0.048507 | 0.06657 | 0.08781 | 0.11331 | 0.14932 | 0.19063 | 0.24804 | 0.31073 | 0.38776 | 0.46776 | 0.55345 | 0.64089 | 0.72908 | 0.81285 | 0.90144 | 0.99206 | 1.0805 | 1.1696 | 1.2515 | 1.3349 | 1.4163 | 1.4943 | 1.5707 | 1.6482 | 1.7119 | 1.7769 |  | 0.003071 | 0.0058721 | 0.0030472 | 0.00473 | 0.0070462 | 0.010396 | 0.014808 | 0.020881 | 0.028094 | 0.036168 | 0.0464 | 0.056701 | 0.070105 | 0.0827 | 0.097754 | 0.11218 | 0.12705 | 0.14163 | 0.15604 | 0.16925 | 0.18381 | 0.19917 | 0.21449 | 0.23048 | 0.24335 | 0.25846 | 0.27389 | 0.28831 | 0.30261 | 0.31859 | 0.32717 | 0.33966 |  | 0.003071 | 0.0058721 | 0.0097073 | 0.01527 | 0.023006 | 0.033629 | 0.045732 | 0.060376 | 0.075852 | 0.092384 | 0.11441 | 0.13775 | 0.1695 | 0.20134 | 0.24012 | 0.27923 | 0.32096 | 0.36335 | 0.40647 | 0.44829 | 0.49438 | 0.5438 | 0.59482 | 0.64893 | 0.69873 | 0.75287 | 0.80774 | 0.86195 | 0.91709 | 0.9758 | 1.023 | 1.0756 |  | 0.003071 | 0.0058721 | 0.0097073 | 0.015321 | 0.023329 | 0.034727 | 0.048507 | 0.06657 | 0.08781 | 0.11331 | 0.14932 | 0.19063 | 0.24804 | 0.31073 | 0.38776 | 0.46776 | 0.55345 | 0.64089 | 0.72908 | 0.81285 | 0.90144 | 0.99206 | 1.0805 | 1.1696 | 1.2515 | 1.3349 | 1.4163 | 1.4943 | 1.5707 | 1.6482 | 1.7119 | 1.7769 |  | 0.003071 | 0.022055 | 0.031668 | 0.044273 | 0.059517 | 0.082488 | 0.11401 | 0.15326 | 0.1972 | 0.24613 | 0.30499 | 0.36637 | 0.43836 | 0.50936 | 0.58825 | 0.6665 | 0.7465 | 0.82609 | 0.90464 | 0.97962 | 1.0533 | 1.1226 | 1.1884 | 1.2527 | 1.307 | 1.3631 | 1.418 | 1.4717 | 1.5261 | 1.5845 | 1.6284 | 1.6797
Little Salkeld |  | 0.0015591 | 0.0029812 | 0.0049283 | 0.0077783 | 0.011844 | 0.017631 | 0.024627 | 0.033797 | 0.044581 | 0.057525 | 0.075963 | 0.097293 | 0.12687 | 0.15923 | 0.19895 | 0.24026 | 0.28457 | 0.32983 | 0.37555 | 0.4191 | 0.46523 | 0.51262 | 0.55926 | 0.60652 | 0.65037 | 0.69519 | 0.73896 | 0.78128 | 0.823 | 0.86543 | 0.90102 | 0.93742 |  | 0.0015591 | 0.0029812 | 0.001547 | 0.0024014 | 0.0035773 | 0.005278 | 0.0075179 | 0.010601 | 0.014263 | 0.018362 | 0.023557 | 0.028787 | 0.035592 | 0.041986 | 0.049629 | 0.056952 | 0.0645 | 0.071907 | 0.07922 | 0.085928 | 0.09332 | 0.10112 | 0.10889 | 0.11701 | 0.12355 | 0.13122 | 0.13905 | 0.14637 | 0.15363 | 0.16175 | 0.1661 | 0.17245 |  | 0.0015591 | 0.0029812 | 0.0049283 | 0.0077523 | 0.01168 | 0.017073 | 0.023218 | 0.030653 | 0.03851 | 0.046903 | 0.058236 | 0.070449 | 0.087004 | 0.1037 | 0.12399 | 0.14455 | 0.16653 | 0.18892 | 0.21177 | 0.23402 | 0.25857 | 0.28504 | 0.31267 | 0.34219 | 0.36975 | 0.3997 | 0.43002 | 0.46026 | 0.49118 | 0.52405 | 0.55128 | 0.58136 |  | 0.0015591 | 0.0029812 | 0.0049283 | 0.0077783 | 0.011844 | 0.017631 | 0.024627 | 0.033797 | 0.044581 | 0.057525 | 0.075963 | 0.097293 | 0.12687 | 0.15923 | 0.19895 | 0.24026 | 0.28457 | 0.32983 | 0.37555 | 0.4191 | 0.46523 | 0.51262 | 0.55926 | 0.60652 | 0.65037 | 0.69519 | 0.73896 | 0.78128 | 0.823 | 0.86543 | 0.90102 | 0.93742 |  | 0.0015591 | 0.011197 | 0.016078 | 0.022978 | 0.031625 | 0.045721 | 0.066125 | 0.091685 | 0.12081 | 0.15357 | 0.19237 | 0.23315 | 0.27933 | 0.32504 | 0.37478 | 0.42419 | 0.4744 | 0.52415 | 0.57308 | 0.61969 | 0.66409 | 0.70424 | 0.7414 | 0.77674 | 0.80597 | 0.83529 | 0.86341 | 0.8911 | 0.91922 | 0.94958 | 0.97267 | 0.99967
Littleborough |  | 0.0021168 | 0.0040475 | 0.006691 | 0.01056 | 0.01608 | 0.023937 | 0.033435 | 0.045885 | 0.060525 | 0.078099 | 0.1032 | 0.13233 | 0.17269 | 0.21686 | 0.27106 | 0.32747 | 0.38799 | 0.44983 | 0.51234 | 0.57193 | 0.63508 | 0.70007 | 0.76419 | 0.82934 | 0.88996 | 0.95199 | 1.0126 | 1.0714 | 1.1295 | 1.1886 | 1.2385 | 1.2896 |  | 0.0021168 | 0.0040475 | 0.0021003 | 0.0032603 | 0.0048567 | 0.0071656 | 0.010207 | 0.014393 | 0.019365 | 0.02493 | 0.031983 | 0.039083 | 0.048321 | 0.057003 | 0.067379 | 0.077322 | 0.087569 | 0.097625 | 0.10755 | 0.11666 | 0.1267 | 0.13728 | 0.14784 | 0.15886 | 0.16773 | 0.17815 | 0.18879 | 0.19872 | 0.20858 | 0.2196 | 0.22551 | 0.23412 |  | 0.0021168 | 0.0040475 | 0.006691 | 0.010525 | 0.015857 | 0.02318 | 0.031522 | 0.041616 | 0.052283 | 0.063678 | 0.079134 | 0.095882 | 0.11856 | 0.14147 | 0.16929 | 0.19752 | 0.22773 | 0.25852 | 0.28998 | 0.32065 | 0.3545 | 0.39109 | 0.4294 | 0.47047 | 0.50898 | 0.55081 | 0.59318 | 0.63555 | 0.67897 | 0.72509 | 0.76365 | 0.80615 |  | 0.0021168 | 0.0040475 | 0.006691 | 0.01056 | 0.01608 | 0.023937 | 0.033435 | 0.045885 | 0.060525 | 0.078099 | 0.1032 | 0.13233 | 0.17269 | 0.21686 | 0.27106 | 0.32747 | 0.38799 | 0.44983 | 0.51234 | 0.57193 | 0.63508 | 0.70007 | 0.76419 | 0.82934 | 0.88996 | 0.95199 | 1.0126 | 1.0714 | 1.1295 | 1.1886 | 1.2385 | 1.2896 |  | 0.0021168 | 0.015202 | 0.021828 | 0.031426 | 0.04358 | 0.063893 | 0.093738 | 0.13118 | 0.17403 | 0.22233 | 0.2793 | 0.33929 | 0.40659 | 0.47324 | 0.54535 | 0.617 | 0.68965 | 0.76155 | 0.83217 | 0.89939 | 0.96281 | 1.0194 | 1.0714 | 1.1204 | 1.1606 | 1.2006 | 1.2386 | 1.2762 | 1.3144 | 1.3557 | 1.3873 | 1.4243
Longford Bridge |  | 0.0012897 | 0.002466 | 0.0040766 | 0.006434 | 0.0097969 | 0.014584 | 0.020371 | 0.027956 | 0.036876 | 0.047583 | 0.063088 | 0.081331 | 0.10652 | 0.13418 | 0.16803 | 0.20338 | 0.24135 | 0.28024 | 0.31966 | 0.35738 | 0.39745 | 0.43897 | 0.48044 | 0.52298 | 0.56309 | 0.6043 | 0.64468 | 0.68427 | 0.72374 | 0.76403 | 0.79902 | 0.83485 |  | 0.0012897 | 0.002466 | 0.0012797 | 0.0019864 | 0.002959 | 0.0043658 | 0.0062186 | 0.0087691 | 0.011798 | 0.015189 | 0.019486 | 0.023812 | 0.029441 | 0.03473 | 0.041052 | 0.047109 | 0.053353 | 0.059479 | 0.065528 | 0.071077 | 0.077192 | 0.08364 | 0.090074 | 0.096789 | 0.10219 | 0.10854 | 0.11502 | 0.12107 | 0.12708 | 0.13379 | 0.1374 | 0.14264 |  | 0.0012897 | 0.002466 | 0.0040766 | 0.0064125 | 0.0096613 | 0.014123 | 0.019205 | 0.025355 | 0.031854 | 0.038797 | 0.048425 | 0.059127 | 0.073543 | 0.088239 | 0.10603 | 0.1242 | 0.14372 | 0.16368 | 0.18418 | 0.20428 | 0.22651 | 0.25073 | 0.27646 | 0.30434 | 0.33097 | 0.35988 | 0.38913 | 0.41874 | 0.44927 | 0.48166 | 0.50972 | 0.54033 |  | 0.0012897 | 0.002466 | 0.0040766 | 0.006434 | 0.0097969 | 0.014584 | 0.020371 | 0.027956 | 0.036876 | 0.047583 | 0.063088 | 0.081331 | 0.10652 | 0.13418 | 0.16803 | 0.20338 | 0.24135 | 0.28024 | 0.31966 | 0.35738 | 0.39745 | 0.43897 | 0.48044 | 0.52298 | 0.56309 | 0.6043 | 0.64468 | 0.68427 | 0.72374 | 0.76403 | 0.79902 | 0.83485 |  | 0.0012897 | 0.0092618 | 0.013299 | 0.019841 | 0.028503 | 0.044243 | 0.068511 | 0.099121 | 0.13468 | 0.1751 | 0.22223 | 0.27219 | 0.32667 | 0.38084 | 0.4384 | 0.49572 | 0.55356 | 0.61065 | 0.66658 | 0.71978 | 0.76855 | 0.81042 | 0.84781 | 0.88188 | 0.90913 | 0.93502 | 0.95893 | 0.98276 | 1.0071 | 1.0335 | 1.0542 | 1.0782
Longridge |  | 0.0026724 | 0.0051099 | 0.0084473 | 0.013332 | 0.020301 | 0.03022 | 0.042211 | 0.057929 | 0.076412 | 0.098599 | 0.13038 | 0.16738 | 0.2186 | 0.2747 | 0.3435 | 0.41515 | 0.49204 | 0.57065 | 0.65017 | 0.72603 | 0.80646 | 0.88937 | 0.97139 | 1.0549 | 1.1329 | 1.2127 | 1.2908 | 1.3667 | 1.4419 | 1.5184 | 1.5835 | 1.6501 |  | 0.0026724 | 0.0051099 | 0.0026516 | 0.004116 | 0.0061316 | 0.0090466 | 0.012886 | 0.018171 | 0.024448 | 0.031474 | 0.040378 | 0.049341 | 0.061005 | 0.071966 | 0.085065 | 0.097618 | 0.11056 | 0.12325 | 0.13578 | 0.14728 | 0.15995 | 0.17332 | 0.18665 | 0.20056 | 0.21176 | 0.22491 | 0.23834 | 0.25088 | 0.26333 | 0.27724 | 0.2847 | 0.29558 |  | 0.0026724 | 0.0051099 | 0.0084473 | 0.013288 | 0.02002 | 0.029264 | 0.039796 | 0.052539 | 0.066006 | 0.080393 | 0.1 | 0.12137 | 0.15026 | 0.17951 | 0.21502 | 0.2511 | 0.28973 | 0.32913 | 0.36944 | 0.40879 | 0.45224 | 0.49929 | 0.54873 | 0.60185 | 0.6519 | 0.70625 | 0.76128 | 0.81648 | 0.87313 | 0.93329 | 0.98402 | 1.0398 |  | 0.0026724 | 0.0051099 | 0.0084473 | 0.013332 | 0.020301 | 0.03022 | 0.042211 | 0.057929 | 0.076412 | 0.098599 | 0.13038 | 0.16738 | 0.2186 | 0.2747 | 0.3435 | 0.41515 | 0.49204 | 0.57065 | 0.65017 | 0.72603 | 0.80646 | 0.88937 | 0.97139 | 1.0549 | 1.1329 | 1.2127 | 1.2908 | 1.3667 | 1.4419 | 1.5184 | 1.5835 | 1.6501 |  | 0.0026724 | 0.019192 | 0.027557 | 0.039985 | 0.05589 | 0.083054 | 0.12349 | 0.17428 | 0.23264 | 0.29857 | 0.37608 | 0.45783 | 0.54882 | 0.63902 | 0.73612 | 0.83264 | 0.93036 | 1.027 | 1.1218 | 1.212 | 1.2965 | 1.3711 | 1.4391 | 1.5026 | 1.5544 | 1.6053 | 1.6535 | 1.7011 | 1.7497 | 1.8023 | 1.8427 | 1.89
Longsight |  | 0.0028563 | 0.0054616 | 0.0090288 | 0.01425 | 0.021698 | 0.0323 | 0.045116 | 0.061917 | 0.081672 | 0.10539 | 0.13933 | 0.1788 | 0.23346 | 0.29332 | 0.36674 | 0.44319 | 0.52522 | 0.60908 | 0.6939 | 0.77479 | 0.86055 | 0.94888 | 1.0362 | 1.125 | 1.2077 | 1.2925 | 1.3753 | 1.4557 | 1.5353 | 1.6163 | 1.685 | 1.7552 |  | 0.0028563 | 0.0054616 | 0.0028342 | 0.0043994 | 0.0065536 | 0.0096693 | 0.013773 | 0.019422 | 0.026131 | 0.03364 | 0.043157 | 0.052738 | 0.065205 | 0.076919 | 0.090921 | 0.10434 | 0.11817 | 0.13173 | 0.14513 | 0.15742 | 0.17096 | 0.18525 | 0.19949 | 0.21437 | 0.22634 | 0.2404 | 0.25475 | 0.26815 | 0.28146 | 0.29632 | 0.3043 | 0.31592 |  | 0.0028563 | 0.0054616 | 0.0090288 | 0.014202 | 0.021398 | 0.031278 | 0.042535 | 0.056156 | 0.07055 | 0.085926 | 0.10685 | 0.12962 | 0.16042 | 0.19158 | 0.22941 | 0.26784 | 0.30898 | 0.35094 | 0.39384 | 0.43571 | 0.48195 | 0.53195 | 0.58441 | 0.64071 | 0.69365 | 0.75113 | 0.80932 | 0.86762 | 0.92739 | 0.99088 | 1.0442 | 1.1029 |  | 0.0028563 | 0.0054616 | 0.0090288 | 0.01425 | 0.021698 | 0.0323 | 0.045116 | 0.061917 | 0.081672 | 0.10539 | 0.13933 | 0.1788 | 0.23346 | 0.29332 | 0.36674 | 0.44319 | 0.52522 | 0.60908 | 0.6939 | 0.77479 | 0.86055 | 0.94888 | 1.0362 | 1.125 | 1.2077 | 1.2925 | 1.3753 | 1.4557 | 1.5353 | 1.6163 | 1.685 | 1.7552 |  | 0.0028563 | 0.020513 | 0.029454 | 0.042639 | 0.059464 | 0.087871 | 0.1299 | 0.18269 | 0.24329 | 0.31174 | 0.39234 | 0.47735 | 0.57232 | 0.66651 | 0.76815 | 0.86925 | 0.97173 | 1.0732 | 1.1728 | 1.2677 | 1.357 | 1.4364 | 1.509 | 1.5772 | 1.6331 | 1.6881 | 1.7403 | 1.7919 | 1.8444 | 1.901 | 1.9444 | 1.9951
Lostock |  | 0.0010911 | 0.0020863 | 0.0034489 | 0.0054433 | 0.0082884 | 0.012338 | 0.017234 | 0.023651 | 0.031198 | 0.040256 | 0.053308 | 0.068586 | 0.089711 | 0.11288 | 0.14126 | 0.17085 | 0.20264 | 0.23516 | 0.26809 | 0.29956 | 0.33296 | 0.36749 | 0.40181 | 0.43691 | 0.46984 | 0.50362 | 0.53669 | 0.56898 | 0.60108 | 0.6338 | 0.66195 | 0.69076 |  | 0.0010911 | 0.0020863 | 0.0010826 | 0.0016805 | 0.0025034 | 0.0036936 | 0.0052611 | 0.0074189 | 0.0099816 | 0.01285 | 0.016485 | 0.020145 | 0.024907 | 0.029382 | 0.034731 | 0.039856 | 0.045138 | 0.050321 | 0.055438 | 0.060133 | 0.065306 | 0.070762 | 0.076204 | 0.081886 | 0.086458 | 0.091828 | 0.09731 | 0.10243 | 0.10751 | 0.11319 | 0.11624 | 0.12068 |  | 0.0010911 | 0.0020863 | 0.0034489 | 0.0054251 | 0.0081737 | 0.011948 | 0.016248 | 0.021451 | 0.026949 | 0.032823 | 0.040903 | 0.049801 | 0.061809 | 0.074012 | 0.088801 | 0.10387 | 0.12004 | 0.13655 | 0.15347 | 0.17003 | 0.18834 | 0.20822 | 0.22924 | 0.25192 | 0.27346 | 0.29683 | 0.32049 | 0.34433 | 0.36887 | 0.39491 | 0.41719 | 0.44159 |  | 0.0010911 | 0.0020863 | 0.0034489 | 0.0054433 | 0.0082884 | 0.012338 | 0.017234 | 0.023651 | 0.031198 | 0.040256 | 0.053308 | 0.068586 | 0.089711 | 0.11288 | 0.14126 | 0.17085 | 0.20264 | 0.23516 | 0.26809 | 0.29956 | 0.33296 | 0.36749 | 0.40181 | 0.43691 | 0.46984 | 0.50362 | 0.53669 | 0.56898 | 0.60108 | 0.6338 | 0.66195 | 0.69076 |  | 0.0010911 | 0.0078357 | 0.011251 | 0.016569 | 0.023504 | 0.035758 | 0.054363 | 0.077791 | 0.10488 | 0.1356 | 0.17154 | 0.20956 | 0.25138 | 0.29291 | 0.33729 | 0.38145 | 0.42608 | 0.47017 | 0.51339 | 0.55451 | 0.59255 | 0.62563 | 0.65544 | 0.68292 | 0.70509 | 0.72649 | 0.74647 | 0.76632 | 0.78659 | 0.80852 | 0.82553 | 0.84539
Lower Darwen |  | 0.00037895 | 0.00072459 | 0.0011978 | 0.0018905 | 0.0028787 | 0.0042852 | 0.0059855 | 0.0082144 | 0.010835 | 0.013981 | 0.018557 | 0.023965 | 0.031424 | 0.039618 | 0.049645 | 0.060119 | 0.07138 | 0.082915 | 0.094617 | 0.10583 | 0.11775 | 0.13012 | 0.14253 | 0.1553 | 0.16739 | 0.17982 | 0.19201 | 0.20401 | 0.21599 | 0.22823 | 0.23895 | 0.24992 |  | 0.00037895 | 0.00072459 | 0.00037601 | 0.00058366 | 0.00086946 | 0.0012828 | 0.0018272 | 0.0025766 | 0.0034667 | 0.004463 | 0.0057256 | 0.0069966 | 0.0086506 | 0.010205 | 0.012062 | 0.013842 | 0.015677 | 0.017477 | 0.019254 | 0.020885 | 0.022681 | 0.024576 | 0.026467 | 0.02844 | 0.030028 | 0.031893 | 0.033797 | 0.035575 | 0.037341 | 0.039313 | 0.040371 | 0.041913 |  | 0.00037895 | 0.00072459 | 0.0011978 | 0.0018842 | 0.0028388 | 0.0041497 | 0.0056431 | 0.0074501 | 0.0093597 | 0.0114 | 0.014249 | 0.017441 | 0.021733 | 0.02612 | 0.031426 | 0.036856 | 0.042692 | 0.048667 | 0.054809 | 0.060842 | 0.067516 | 0.074809 | 0.082594 | 0.091055 | 0.099182 | 0.108 | 0.11692 | 0.12598 | 0.13534 | 0.14526 | 0.15394 | 0.16338 |  | 0.00037895 | 0.00072459 | 0.0011978 | 0.0018905 | 0.0028787 | 0.0042852 | 0.0059855 | 0.0082144 | 0.010835 | 0.013981 | 0.018557 | 0.023965 | 0.031424 | 0.039618 | 0.049645 | 0.060119 | 0.07138 | 0.082915 | 0.094617 | 0.10583 | 0.11775 | 0.13012 | 0.14253 | 0.1553 | 0.16739 | 0.17982 | 0.19201 | 0.20401 | 0.21599 | 0.22823 | 0.23895 | 0.24992 |  | 0.00037895 | 0.0027214 | 0.0039077 | 0.0058951 | 0.0085576 | 0.013521 | 0.021269 | 0.031046 | 0.042429 | 0.055377 | 0.070408 | 0.086341 | 0.10357 | 0.12068 | 0.13876 | 0.15673 | 0.17481 | 0.1926 | 0.20998 | 0.22646 | 0.24138 | 0.25397 | 0.26506 | 0.27503 | 0.28286 | 0.2902 | 0.29691 | 0.30365 | 0.31061 | 0.3182 | 0.32416 | 0.33117
Lyons Rd |  | 1.2915e-07 | 2.4694e-07 | 4.0823e-07 | 6.4431e-07 | 9.8107e-07 | 1.4604e-06 | 2.0399e-06 | 2.7995e-06 | 3.6927e-06 | 4.765e-06 | 0.0003749 | 0.0012467 | 0.0022964 | 0.0035832 | 0.0050461 | 0.0067435 | 0.008673 | 0.010769 | 0.01308 | 0.015539 | 0.018323 | 0.0217 | 0.025923 | 0.030986 | 0.036622 | 0.042712 | 0.048858 | 0.05563 | 0.062956 | 0.07063 | 0.078833 | 0.087305 |  | 1.2915e-07 | 2.4694e-07 | 1.2814e-07 | 1.9892e-07 | 2.9632e-07 | 4.3719e-07 | 6.2273e-07 | 8.7814e-07 | 1.1815e-06 | 1.521e-06 | 1.9513e-06 | 2.3845e-06 | 2.9482e-06 | 3.4779e-06 | 4.1109e-06 | 4.7175e-06 | 5.3428e-06 | 5.9563e-06 | 6.562e-06 | 7.1177e-06 | 7.73e-06 | 8.3758e-06 | 9.02e-06 | 9.6925e-06 | 1.0234e-05 | 1.0869e-05 | 1.1518e-05 | 1.2124e-05 | 1.2726e-05 | 1.3398e-05 | 1.3759e-05 | 1.4284e-05 |  | 1.2915e-07 | 2.4694e-07 | 4.0823e-07 | 6.4215e-07 | 9.6748e-07 | 1.4142e-06 | 1.9232e-06 | 2.539e-06 | 3.1899e-06 | 3.8851e-06 | 0.00037343 | 0.0012445 | 0.0022931 | 0.0035786 | 0.0050399 | 0.0067356 | 0.0086632 | 0.010758 | 0.013066 | 0.015524 | 0.018306 | 0.021681 | 0.025903 | 0.030964 | 0.036598 | 0.042687 | 0.048832 | 0.055604 | 0.062928 | 0.070601 | 0.078804 | 0.087276 |  | 1.2915e-07 | 2.4694e-07 | 4.0823e-07 | 6.4431e-07 | 9.8107e-07 | 1.4604e-06 | 2.0399e-06 | 2.7995e-06 | 3.6927e-06 | 4.765e-06 | 0.0003749 | 0.0012467 | 0.0022964 | 0.0035832 | 0.0050461 | 0.0067435 | 0.008673 | 0.010769 | 0.01308 | 0.015539 | 0.018323 | 0.0217 | 0.025923 | 0.030986 | 0.036622 | 0.042712 | 0.048858 | 0.05563 | 0.062956 | 0.07063 | 0.078833 | 0.087305 |  | 1.2915e-07 | 9.2748e-07 | 1.3318e-06 | 0.0012111 | 0.0034007 | 0.0094106 | 0.020328 | 0.034303 | 0.051211 | 0.070845 | 0.09297 | 0.11685 | 0.14075 | 0.16474 | 0.18877 | 0.21283 | 0.23663 | 0.25986 | 0.28236 | 0.30362 | 0.32101 | 0.33336 | 0.34273 | 0.34942 | 0.35354 | 0.35557 | 0.35615 | 0.3572 | 0.35856 | 0.36019 | 0.36224 | 0.3646
Manchester University |  | 4.7393e-05 | 9.062e-05 | 0.00014981 | 0.00023644 | 0.00036002 | 0.00053593 | 0.00074858 | 0.0010273 | 0.0013551 | 0.0017486 | 0.0023248 | 0.0030105 | 0.0039545 | 0.0049932 | 0.0062631 | 0.0075916 | 0.0090211 | 0.010487 | 0.011976 | 0.013406 | 0.014927 | 0.016512 | 0.018108 | 0.019758 | 0.021328 | 0.022946 | 0.024533 | 0.026102 | 0.027676 | 0.029285 | 0.030709 | 0.032167 |  | 4.7393e-05 | 9.062e-05 | 4.7025e-05 | 7.2995e-05 | 0.00010874 | 0.00016044 | 0.00022852 | 0.00032225 | 0.00043357 | 0.00055816 | 0.00071607 | 0.00087504 | 0.0010819 | 0.0012763 | 0.0015086 | 0.0017312 | 0.0019606 | 0.0021858 | 0.002408 | 0.002612 | 0.0028367 | 0.0030736 | 0.0033101 | 0.0035568 | 0.0037554 | 0.0039887 | 0.0042268 | 0.0044492 | 0.00467 | 0.0049166 | 0.005049 | 0.0052418 |  | 4.7393e-05 | 9.062e-05 | 0.00014981 | 0.00023565 | 0.00035504 | 0.00051898 | 0.00070575 | 0.00093175 | 0.0011706 | 0.0014257 | 0.001786 | 0.0021945 | 0.0027426 | 0.0033051 | 0.0039845 | 0.0046822 | 0.0054331 | 0.0062036 | 0.0069974 | 0.0077795 | 0.0086453 | 0.0095941 | 0.010613 | 0.011723 | 0.012798 | 0.013964 | 0.015142 | 0.016344 | 0.01759 | 0.018908 | 0.020077 | 0.021344 |  | 4.7393e-05 | 9.062e-05 | 0.00014981 | 0.00023644 | 0.00036002 | 0.00053593 | 0.00074858 | 0.0010273 | 0.0013551 | 0.0017486 | 0.0023248 | 0.0030105 | 0.0039545 | 0.0049932 | 0.0062631 | 0.0075916 | 0.0090211 | 0.010487 | 0.011976 | 0.013406 | 0.014927 | 0.016512 | 0.018108 | 0.019758 | 0.021328 | 0.022946 | 0.024533 | 0.026102 | 0.027676 | 0.029285 | 0.030709 | 0.032167 |  | 4.7393e-05 | 0.00034036 | 0.00048871 | 0.00075029 | 0.001107 | 0.0017869 | 0.0028616 | 0.0042212 | 0.0058126 | 0.0076297 | 0.009736 | 0.011978 | 0.014387 | 0.016789 | 0.019317 | 0.02184 | 0.024379 | 0.026882 | 0.029332 | 0.031662 | 0.033767 | 0.035535 | 0.03709 | 0.038478 | 0.039572 | 0.040579 | 0.041487 | 0.042399 | 0.043334 | 0.044345 | 0.045151 | 0.046085
Marple |  | 0.0011611 | 0.0022201 | 0.0036701 | 0.0057925 | 0.0088201 | 0.01313 | 0.018339 | 0.025168 | 0.033199 | 0.042838 | 0.056526 | 0.072308 | 0.094216 | 0.11816 | 0.14757 | 0.17814 | 0.21091 | 0.24437 | 0.27816 | 0.31031 | 0.34434 | 0.37925 | 0.4135 | 0.44812 | 0.48014 | 0.51284 | 0.54476 | 0.57552 | 0.60579 | 0.63654 | 0.66215 | 0.68833 |  | 0.0011611 | 0.0022201 | 0.0011521 | 0.0017883 | 0.002664 | 0.0039305 | 0.0055985 | 0.0078947 | 0.010622 | 0.013674 | 0.017543 | 0.021437 | 0.026505 | 0.031267 | 0.036958 | 0.042412 | 0.048033 | 0.053549 | 0.058994 | 0.06399 | 0.069495 | 0.0753 | 0.081092 | 0.087138 | 0.092004 | 0.097718 | 0.10355 | 0.109 | 0.11441 | 0.12045 | 0.1237 | 0.12842 |  | 0.0011611 | 0.0022201 | 0.0036701 | 0.0057731 | 0.008698 | 0.012714 | 0.01729 | 0.022827 | 0.028678 | 0.034928 | 0.043325 | 0.052318 | 0.064524 | 0.076807 | 0.091748 | 0.10686 | 0.12301 | 0.13944 | 0.15619 | 0.17247 | 0.19044 | 0.20977 | 0.22986 | 0.25128 | 0.27117 | 0.29279 | 0.31469 | 0.33646 | 0.35868 | 0.38232 | 0.40169 | 0.42318 |  | 0.0011611 | 0.0022201 | 0.0036701 | 0.0057925 | 0.0088201 | 0.01313 | 0.018339 | 0.025168 | 0.033199 | 0.042838 | 0.056526 | 0.072308 | 0.094216 | 0.11816 | 0.14757 | 0.17814 | 0.21091 | 0.24437 | 0.27816 | 0.31031 | 0.34434 | 0.37925 | 0.4135 | 0.44812 | 0.48014 | 0.51284 | 0.54476 | 0.57552 | 0.60579 | 0.63654 | 0.66215 | 0.68833 |  | 0.0011611 | 0.0083383 | 0.011973 | 0.01697 | 0.023154 | 0.032964 | 0.046914 | 0.064363 | 0.084142 | 0.10633 | 0.13275 | 0.16047 | 0.19223 | 0.22365 | 0.25809 | 0.29231 | 0.32717 | 0.36179 | 0.3959 | 0.42844 | 0.4598 | 0.48858 | 0.51549 | 0.54134 | 0.56293 | 0.5848 | 0.60592 | 0.62664 | 0.64764 | 0.67023 | 0.68736 | 0.70733
Marton |  | 0.0010847 | 0.0020741 | 0.0034288 | 0.0054116 | 0.0082401 | 0.012266 | 0.017133 | 0.023514 | 0.031016 | 0.040022 | 0.053147 | 0.06869 | 0.090117 | 0.11367 | 0.14248 | 0.17259 | 0.20496 | 0.23814 | 0.27181 | 0.30409 | 0.33842 | 0.3741 | 0.40992 | 0.44684 | 0.48184 | 0.51786 | 0.55318 | 0.58799 | 0.62281 | 0.65839 | 0.68963 | 0.72163 |  | 0.0010847 | 0.0020741 | 0.0010763 | 0.0016707 | 0.0024888 | 0.003672 | 0.0052304 | 0.0073756 | 0.0099234 | 0.012775 | 0.016389 | 0.020028 | 0.024762 | 0.029211 | 0.034528 | 0.039623 | 0.044875 | 0.050028 | 0.055115 | 0.059782 | 0.064925 | 0.070349 | 0.07576 | 0.081408 | 0.085954 | 0.091293 | 0.096742 | 0.10183 | 0.10689 | 0.11253 | 0.11556 | 0.11997 |  | 0.0010847 | 0.0020741 | 0.0034288 | 0.0053935 | 0.008126 | 0.011878 | 0.016153 | 0.021326 | 0.026792 | 0.032632 | 0.040814 | 0.050014 | 0.062377 | 0.07503 | 0.090325 | 0.106 | 0.12284 | 0.14011 | 0.15786 | 0.17532 | 0.19464 | 0.21577 | 0.23836 | 0.26294 | 0.2866 | 0.31227 | 0.33824 | 0.36465 | 0.39195 | 0.42088 | 0.4463 | 0.47391 |  | 0.0010847 | 0.0020741 | 0.0034288 | 0.0054116 | 0.0082401 | 0.012266 | 0.017133 | 0.023514 | 0.031016 | 0.040022 | 0.053147 | 0.06869 | 0.090117 | 0.11367 | 0.14248 | 0.17259 | 0.20496 | 0.23814 | 0.27181 | 0.30409 | 0.33842 | 0.3741 | 0.40992 | 0.44684 | 0.48184 | 0.51786 | 0.55318 | 0.58799 | 0.62281 | 0.65839 | 0.68963 | 0.72163 |  | 0.0010847 | 0.00779 | 0.011186 | 0.016963 | 0.024746 | 0.039353 | 0.062246 | 0.091157 | 0.12488 | 0.16329 | 0.20786 | 0.25517 | 0.30625 | 0.35704 | 0.41064 | 0.46401 | 0.5177 | 0.57058 | 0.62228 | 0.67136 | 0.71578 | 0.75323 | 0.78623 | 0.81581 | 0.83911 | 0.86081 | 0.88056 | 0.9004 | 0.92082 | 0.94301 | 0.96053 | 0.98103
Maryport |  | 0.0037435 | 0.007158 | 0.011833 | 0.018676 | 0.028438 | 0.042332 | 0.05913 | 0.081148 | 0.10704 | 0.13812 | 0.18227 | 0.23322 | 0.30392 | 0.38121 | 0.47611 | 0.57478 | 0.68055 | 0.78857 | 0.89763 | 1.0014 | 1.1113 | 1.2241 | 1.3347 | 1.4467 | 1.5503 | 1.6562 | 1.7595 | 1.8591 | 1.9572 | 2.0568 | 2.1399 | 2.2249 |  | 0.0037435 | 0.007158 | 0.0037145 | 0.0057658 | 0.0085892 | 0.012673 | 0.018051 | 0.025454 | 0.034247 | 0.044089 | 0.056562 | 0.069118 | 0.085457 | 0.10081 | 0.11916 | 0.13674 | 0.15487 | 0.17265 | 0.19021 | 0.20632 | 0.22407 | 0.24278 | 0.26146 | 0.28095 | 0.29664 | 0.31506 | 0.33387 | 0.35144 | 0.36888 | 0.38836 | 0.39882 | 0.41405 |  | 0.0037435 | 0.007158 | 0.011833 | 0.018614 | 0.028044 | 0.040994 | 0.055747 | 0.073598 | 0.092463 | 0.11262 | 0.13971 | 0.16877 | 0.20819 | 0.24787 | 0.29614 | 0.34497 | 0.39715 | 0.45024 | 0.50438 | 0.55702 | 0.61509 | 0.67763 | 0.74267 | 0.81205 | 0.87656 | 0.94666 | 1.0177 | 1.0883 | 1.1604 | 1.2372 | 1.3001 | 1.3699 |  | 0.0037435 | 0.007158 | 0.011833 | 0.018676 | 0.028438 | 0.042332 | 0.05913 | 0.081148 | 0.10704 | 0.13812 | 0.18227 | 0.23322 | 0.30392 | 0.38121 | 0.47611 | 0.57478 | 0.68055 | 0.78857 | 0.89763 | 1.0014 | 1.1113 | 1.2241 | 1.3347 | 1.4467 | 1.5503 | 1.6562 | 1.7595 | 1.8591 | 1.9572 | 2.0568 | 2.1399 | 2.2249 |  | 0.0037435 | 0.026884 | 0.038603 | 0.054794 | 0.07487 | 0.10695 | 0.15278 | 0.21009 | 0.27509 | 0.348 | 0.43465 | 0.52553 | 0.62931 | 0.73191 | 0.84412 | 0.9555 | 1.0688 | 1.1812 | 1.2917 | 1.3971 | 1.4981 | 1.5904 | 1.6764 | 1.7587 | 1.8272 | 1.8964 | 1.9633 | 2.029 | 2.0958 | 2.1678 | 2.2224 | 2.2862
Medipark |  | 0 | 0 | 0 | 0 | 0 | 0 | 0 | 0 | 0 | 0 | 0 | 0 | 0 | 0 | 0 | 0 | 0 | 0 | 0 | 0 | 0 | 0 | 0 | 0 | 0 | 0 | 0 | 0 | 0 | 0 | 0 | 0 |  | 0 | 0 | 0 | 0 | 0 | 0 | 0 | 0 | 0 | 0 | 0 | 0 | 0 | 0 | 0 | 0 | 0 | 0 | 0 | 0 | 0 | 0 | 0 | 0 | 0 | 0 | 0 | 0 | 0 | 0 | 0 | 0 |  | 0 | 0 | 0 | 0 | 0 | 0 | 0 | 0 | 0 | 0 | 0 | 0 | 0 | 0 | 0 | 0 | 0 | 0 | 0 | 0 | 0 | 0 | 0 | 0 | 0 | 0 | 0 | 0 | 0 | 0 | 0 | 0 |  | 0 | 0 | 0 | 0 | 0 | 0 | 0 | 0 | 0 | 0 | 0 | 0 | 0 | 0 | 0 | 0 | 0 | 0 | 0 | 0 | 0 | 0 | 0 | 0 | 0 | 0 | 0 | 0 | 0 | 0 | 0 | 0 |  | 0 | 0 | 0 | 0 | 0 | 0 | 0 | 0 | 0 | 0 | 0 | 0 | 0 | 0 | 0 | 0 | 0 | 0 | 0 | 0 | 0 | 0 | 0 | 0 | 0 | 0 | 0 | 0 | 0 | 0 | 0 | 0
Melling |  | 0.00023731 | 0.00045376 | 0.00075011 | 0.0011839 | 0.0018027 | 0.0026835 | 0.0037483 | 0.0051441 | 0.0067854 | 0.0087556 | 0.011752 | 0.015447 | 0.02049 | 0.026077 | 0.032875 | 0.040036 | 0.047772 | 0.05574 | 0.063889 | 0.071783 | 0.080234 | 0.089172 | 0.098415 | 0.10817 | 0.11769 | 0.12758 | 0.13732 | 0.14715 | 0.15716 | 0.16745 | 0.17696 | 0.18671 |  | 0.00023731 | 0.00045376 | 0.00023546 | 0.0003655 | 0.00054448 | 0.00080333 | 0.0011443 | 0.0016136 | 0.0021709 | 0.0027948 | 0.0035855 | 0.0043815 | 0.0054172 | 0.0063905 | 0.0075537 | 0.0086684 | 0.0098172 | 0.010945 | 0.012058 | 0.013079 | 0.014204 | 0.01539 | 0.016574 | 0.01781 | 0.018804 | 0.019972 | 0.021164 | 0.022278 | 0.023384 | 0.024619 | 0.025282 | 0.026247 |  | 0.00023731 | 0.00045376 | 0.00075011 | 0.0011799 | 0.0017777 | 0.0025986 | 0.0035338 | 0.0046655 | 0.0058613 | 0.0071388 | 0.0090538 | 0.011361 | 0.014421 | 0.017625 | 0.021466 | 0.025468 | 0.029807 | 0.034293 | 0.03896 | 0.043612 | 0.048779 | 0.054534 | 0.060883 | 0.067938 | 0.07498 | 0.082602 | 0.0903 | 0.098293 | 0.10666 | 0.11549 | 0.12372 | 0.13252 |  | 0.00023731 | 0.00045376 | 0.00075011 | 0.0011839 | 0.0018027 | 0.0026835 | 0.0037483 | 0.0051441 | 0.0067854 | 0.0087556 | 0.011752 | 0.015447 | 0.02049 | 0.026077 | 0.032875 | 0.040036 | 0.047772 | 0.05574 | 0.063889 | 0.071783 | 0.080234 | 0.089172 | 0.098415 | 0.10817 | 0.11769 | 0.12758 | 0.13732 | 0.14715 | 0.15716 | 0.16745 | 0.17696 | 0.18671 |  | 0.00023731 | 0.0017042 | 0.0024471 | 0.0041209 | 0.0065656 | 0.01175 | 0.020353 | 0.03128 | 0.044226 | 0.059096 | 0.076133 | 0.09434 | 0.11338 | 0.13238 | 0.15202 | 0.17161 | 0.19119 | 0.21039 | 0.22909 | 0.2468 | 0.26223 | 0.27448 | 0.28478 | 0.29345 | 0.2999 | 0.3053 | 0.30981 | 0.3145 | 0.31941 | 0.3248 | 0.3293 | 0.33456
Mereside |  | 0.00068407 | 0.001308 | 0.0021623 | 0.0034128 | 0.0051965 | 0.0077355 | 0.010805 | 0.014828 | 0.01956 | 0.025239 | 0.033668 | 0.043826 | 0.057768 | 0.073146 | 0.091912 | 0.11159 | 0.1328 | 0.15458 | 0.17676 | 0.19812 | 0.2209 | 0.24477 | 0.26907 | 0.29441 | 0.31875 | 0.34393 | 0.36868 | 0.39336 | 0.41826 | 0.44378 | 0.46676 | 0.49034 |  | 0.00068407 | 0.001308 | 0.00067876 | 0.0010536 | 0.0015695 | 0.0023157 | 0.0032985 | 0.0046513 | 0.0062581 | 0.0080565 | 0.010336 | 0.01263 | 0.015616 | 0.018422 | 0.021775 | 0.024988 | 0.0283 | 0.031549 | 0.034758 | 0.037701 | 0.040944 | 0.044365 | 0.047777 | 0.051339 | 0.054206 | 0.057573 | 0.061009 | 0.06422 | 0.067407 | 0.070967 | 0.072878 | 0.075661 |  | 0.00068407 | 0.001308 | 0.0021623 | 0.0034013 | 0.0051246 | 0.0074909 | 0.010187 | 0.013449 | 0.016896 | 0.020579 | 0.02589 | 0.032049 | 0.040275 | 0.04878 | 0.059024 | 0.0696 | 0.081013 | 0.092755 | 0.1049 | 0.11691 | 0.13022 | 0.14492 | 0.16088 | 0.17843 | 0.19563 | 0.21428 | 0.23313 | 0.25251 | 0.27267 | 0.294 | 0.31331 | 0.33412 |  | 0.00068407 | 0.001308 | 0.0021623 | 0.0034128 | 0.0051965 | 0.0077355 | 0.010805 | 0.014828 | 0.01956 | 0.025239 | 0.033668 | 0.043826 | 0.057768 | 0.073146 | 0.091912 | 0.11159 | 0.1328 | 0.15458 | 0.17676 | 0.19812 | 0.2209 | 0.24477 | 0.26907 | 0.29441 | 0.31875 | 0.34393 | 0.36868 | 0.39336 | 0.41826 | 0.44378 | 0.46676 | 0.49034 |  | 0.00068407 | 0.0049127 | 0.0070541 | 0.011193 | 0.016998 | 0.028655 | 0.047525 | 0.071426 | 0.099542 | 0.13171 | 0.16875 | 0.2082 | 0.25001 | 0.29166 | 0.33507 | 0.37831 | 0.42163 | 0.46418 | 0.50566 | 0.54495 | 0.57972 | 0.60803 | 0.63232 | 0.65337 | 0.66942 | 0.68363 | 0.69605 | 0.70875 | 0.72196 | 0.73643 | 0.74814 | 0.76188
Middleton Junction |  | 0.0022414 | 0.0042859 | 0.0070851 | 0.011182 | 0.017027 | 0.025347 | 0.035404 | 0.048588 | 0.06409 | 0.0827 | 0.10907 | 0.13941 | 0.18155 | 0.22759 | 0.28414 | 0.34291 | 0.40588 | 0.47017 | 0.53504 | 0.59673 | 0.66201 | 0.7289 | 0.7944 | 0.86051 | 0.9215 | 0.98374 | 1.0445 | 1.1029 | 1.1602 | 1.2185 | 1.2667 | 1.316 |  | 0.0022414 | 0.0042859 | 0.0022241 | 0.0034523 | 0.0051428 | 0.0075877 | 0.010808 | 0.015241 | 0.020505 | 0.026398 | 0.033866 | 0.041385 | 0.051168 | 0.060361 | 0.071348 | 0.081876 | 0.092727 | 0.10338 | 0.11389 | 0.12353 | 0.13416 | 0.14537 | 0.15655 | 0.16822 | 0.17761 | 0.18864 | 0.19991 | 0.21043 | 0.22087 | 0.23253 | 0.23879 | 0.24791 |  | 0.0022414 | 0.0042859 | 0.0070851 | 0.011145 | 0.016791 | 0.024545 | 0.033378 | 0.044067 | 0.055362 | 0.067429 | 0.083584 | 0.10082 | 0.12423 | 0.14775 | 0.17638 | 0.20531 | 0.23619 | 0.26759 | 0.29958 | 0.33065 | 0.36491 | 0.40173 | 0.43989 | 0.4805 | 0.51808 | 0.55893 | 0.60032 | 0.64136 | 0.6832 | 0.72771 | 0.76392 | 0.80415 |  | 0.0022414 | 0.0042859 | 0.0070851 | 0.011182 | 0.017027 | 0.025347 | 0.035404 | 0.048588 | 0.06409 | 0.0827 | 0.10907 | 0.13941 | 0.18155 | 0.22759 | 0.28414 | 0.34291 | 0.40588 | 0.47017 | 0.53504 | 0.59673 | 0.66201 | 0.7289 | 0.7944 | 0.86051 | 0.9215 | 0.98374 | 1.0445 | 1.1029 | 1.1602 | 1.2185 | 1.2667 | 1.316 |  | 0.0022414 | 0.016097 | 0.023114 | 0.032584 | 0.044199 | 0.062294 | 0.087707 | 0.11943 | 0.15522 | 0.19524 | 0.24304 | 0.29305 | 0.35079 | 0.40782 | 0.47059 | 0.53288 | 0.59638 | 0.65943 | 0.72154 | 0.78076 | 0.83816 | 0.89122 | 0.94106 | 0.98925 | 1.0296 | 1.0708 | 1.1108 | 1.1501 | 1.1899 | 1.2328 | 1.2651 | 1.303
Midway |  | 0.0011073 | 0.0021172 | 0.0035 | 0.005524 | 0.0084112 | 0.012521 | 0.017489 | 0.024002 | 0.03166 | 0.040853 | 0.05408 | 0.069544 | 0.090934 | 0.11438 | 0.14312 | 0.17308 | 0.20525 | 0.23816 | 0.27148 | 0.30331 | 0.33709 | 0.37198 | 0.40662 | 0.44201 | 0.47517 | 0.50917 | 0.54245 | 0.57492 | 0.60716 | 0.64002 | 0.66822 | 0.69709 |  | 0.0011073 | 0.0021172 | 0.0010987 | 0.0017054 | 0.0025405 | 0.0037483 | 0.005339 | 0.0075288 | 0.010129 | 0.01304 | 0.01673 | 0.020444 | 0.025276 | 0.029817 | 0.035245 | 0.040446 | 0.045806 | 0.051066 | 0.056259 | 0.061024 | 0.066273 | 0.07181 | 0.077333 | 0.083099 | 0.087739 | 0.093188 | 0.098751 | 0.10395 | 0.10911 | 0.11487 | 0.11796 | 0.12247 |  | 0.0011073 | 0.0021172 | 0.0035 | 0.0055055 | 0.0082948 | 0.012125 | 0.016489 | 0.021769 | 0.027348 | 0.033309 | 0.041491 | 0.050481 | 0.062618 | 0.074943 | 0.089886 | 0.1051 | 0.12142 | 0.13809 | 0.15516 | 0.17187 | 0.19032 | 0.21036 | 0.2315 | 0.25428 | 0.27588 | 0.29932 | 0.32305 | 0.34694 | 0.37151 | 0.39759 | 0.41984 | 0.44423 |  | 0.0011073 | 0.0021172 | 0.0035 | 0.005524 | 0.0084112 | 0.012521 | 0.017489 | 0.024002 | 0.03166 | 0.040853 | 0.05408 | 0.069544 | 0.090934 | 0.11438 | 0.14312 | 0.17308 | 0.20525 | 0.23816 | 0.27148 | 0.30331 | 0.33709 | 0.37198 | 0.40662 | 0.44201 | 0.47517 | 0.50917 | 0.54245 | 0.57492 | 0.60716 | 0.64002 | 0.66822 | 0.69709 |  | 0.0011073 | 0.0079518 | 0.011418 | 0.016758 | 0.023696 | 0.035832 | 0.054162 | 0.077244 | 0.10392 | 0.13416 | 0.16961 | 0.20714 | 0.24857 | 0.28976 | 0.33388 | 0.37783 | 0.42232 | 0.46635 | 0.50958 | 0.55077 | 0.5891 | 0.62269 | 0.65314 | 0.68134 | 0.70427 | 0.7265 | 0.74731 | 0.76792 | 0.7889 | 0.81148 | 0.82902 | 0.84938
Milnrow |  | 0.0019563 | 0.0037406 | 0.0061837 | 0.0097597 | 0.014861 | 0.022122 | 0.0309 | 0.042406 | 0.055937 | 0.072178 | 0.095228 | 0.12179 | 0.15867 | 0.19898 | 0.24848 | 0.29993 | 0.35508 | 0.41139 | 0.46824 | 0.52232 | 0.57957 | 0.63828 | 0.69586 | 0.75406 | 0.80784 | 0.86276 | 0.91637 | 0.96802 | 1.0188 | 1.0704 | 1.1133 | 1.1572 |  | 0.0019563 | 0.0037406 | 0.0019411 | 0.0030131 | 0.0044885 | 0.0066224 | 0.0094329 | 0.013302 | 0.017897 | 0.02304 | 0.029558 | 0.03612 | 0.044658 | 0.052681 | 0.062271 | 0.07146 | 0.08093 | 0.090224 | 0.099399 | 0.10782 | 0.11709 | 0.12687 | 0.13663 | 0.14682 | 0.15502 | 0.16464 | 0.17447 | 0.18366 | 0.19277 | 0.20295 | 0.20841 | 0.21637 |  | 0.0019563 | 0.0037406 | 0.0061837 | 0.0097271 | 0.014655 | 0.021422 | 0.029132 | 0.038461 | 0.048319 | 0.05885 | 0.072986 | 0.088112 | 0.10864 | 0.1293 | 0.15443 | 0.17984 | 0.20698 | 0.23459 | 0.26273 | 0.29009 | 0.32026 | 0.35273 | 0.38645 | 0.42239 | 0.45575 | 0.492 | 0.52873 | 0.56522 | 0.60247 | 0.64208 | 0.6745 | 0.71046 |  | 0.0019563 | 0.0037406 | 0.0061837 | 0.0097597 | 0.014861 | 0.022122 | 0.0309 | 0.042406 | 0.055937 | 0.072178 | 0.095228 | 0.12179 | 0.15867 | 0.19898 | 0.24848 | 0.29993 | 0.35508 | 0.41139 | 0.46824 | 0.52232 | 0.57957 | 0.63828 | 0.69586 | 0.75406 | 0.80784 | 0.86276 | 0.91637 | 0.96802 | 1.0188 | 1.0704 | 1.1133 | 1.1572 |  | 0.0019563 | 0.014049 | 0.020173 | 0.028555 | 0.038904 | 0.055276 | 0.07851 | 0.10755 | 0.14043 | 0.17729 | 0.22118 | 0.2672 | 0.31999 | 0.37218 | 0.42942 | 0.48626 | 0.54415 | 0.60162 | 0.65822 | 0.71219 | 0.76423 | 0.81201 | 0.85669 | 0.89968 | 0.93554 | 0.97196 | 1.0072 | 1.0418 | 1.0768 | 1.1146 | 1.1432 | 1.1766
Mintsfeet |  | 0.0028679 | 0.0054837 | 0.0090652 | 0.014308 | 0.021786 | 0.03243 | 0.045299 | 0.062166 | 0.082002 | 0.10581 | 0.14017 | 0.18047 | 0.23616 | 0.29724 | 0.37207 | 0.45013 | 0.53397 | 0.61976 | 0.70668 | 0.78977 | 0.87798 | 0.96925 | 1.0601 | 1.1532 | 1.2407 | 1.3304 | 1.4184 | 1.5044 | 1.5899 | 1.6772 | 1.7525 | 1.8296 |  | 0.0028679 | 0.0054837 | 0.0028456 | 0.0044171 | 0.0065801 | 0.0097083 | 0.013828 | 0.0195 | 0.026236 | 0.033776 | 0.043331 | 0.052951 | 0.065468 | 0.07723 | 0.091288 | 0.10476 | 0.11864 | 0.13227 | 0.14572 | 0.15806 | 0.17165 | 0.18599 | 0.2003 | 0.21523 | 0.22725 | 0.24137 | 0.25577 | 0.26924 | 0.28259 | 0.29752 | 0.30553 | 0.3172 |  | 0.0028679 | 0.0054837 | 0.0090652 | 0.01426 | 0.021484 | 0.031405 | 0.042707 | 0.056382 | 0.070835 | 0.086273 | 0.10757 | 0.13109 | 0.16282 | 0.19509 | 0.2342 | 0.27407 | 0.31685 | 0.36057 | 0.40541 | 0.44932 | 0.49785 | 0.55064 | 0.60656 | 0.66699 | 0.72449 | 0.78692 | 0.8501 | 0.91387 | 0.97956 | 1.0492 | 1.1092 | 1.1747 |  | 0.0028679 | 0.0054837 | 0.0090652 | 0.014308 | 0.021786 | 0.03243 | 0.045299 | 0.062166 | 0.082002 | 0.10581 | 0.14017 | 0.18047 | 0.23616 | 0.29724 | 0.37207 | 0.45013 | 0.53397 | 0.61976 | 0.70668 | 0.78977 | 0.87798 | 0.96925 | 1.0601 | 1.1532 | 1.2407 | 1.3304 | 1.4184 | 1.5044 | 1.5899 | 1.6772 | 1.7525 | 1.8296 |  | 0.0028679 | 0.020596 | 0.029573 | 0.043739 | 0.062308 | 0.095517 | 0.14626 | 0.21017 | 0.28418 | 0.36814 | 0.4662 | 0.56996 | 0.68366 | 0.79656 | 0.91687 | 1.0366 | 1.1574 | 1.2766 | 1.3934 | 1.5043 | 1.6065 | 1.6947 | 1.7739 | 1.8464 | 1.9046 | 1.9604 | 2.0123 | 2.064 | 2.1169 | 2.1743 | 2.2189 | 2.2711
Monsall |  | 2.4e-05 | 4.5891e-05 | 10.0001 | 10.0001 | 10.0002 | 10.0003 | 10.0004 | 10.0005 | 10.0007 | 10.0009 | 10.0012 | 10.0015 | 10.0019 | 10.0024 | 10.003 | 10.0036 | 10.0043 | 10.005 | 10.0057 | 10.0063 | 10.007 | 10.0077 | 10.0084 | 10.0091 | 10.0097 | 10.0103 | 10.011 | 10.0116 | 10.0121 | 10.0127 | 10.0132 | 10.0137 |  | 2.4e-05 | 4.5891e-05 | 10 | 10 | 10.0001 | 10.0001 | 10.0001 | 10.0002 | 10.0002 | 10.0003 | 10.0004 | 10.0004 | 10.0005 | 10.0006 | 10.0008 | 10.0009 | 10.001 | 10.0011 | 10.0012 | 10.0013 | 10.0014 | 10.0016 | 10.0017 | 10.0018 | 10.0019 | 10.002 | 10.0021 | 10.0023 | 10.0024 | 10.0025 | 10.0026 | 10.0027 |  | 2.4e-05 | 4.5891e-05 | 10.0001 | 10.0001 | 10.0002 | 10.0003 | 10.0004 | 10.0005 | 10.0006 | 10.0007 | 10.0009 | 10.0011 | 10.0013 | 10.0016 | 10.0019 | 10.0022 | 10.0025 | 10.0028 | 10.0031 | 10.0035 | 10.0038 | 10.0042 | 10.0046 | 10.005 | 10.0054 | 10.0058 | 10.0062 | 10.0066 | 10.007 | 10.0075 | 10.0078 | 10.0082 |  | 2.4e-05 | 4.5891e-05 | 10.0001 | 10.0001 | 10.0002 | 10.0003 | 10.0004 | 10.0005 | 10.0007 | 10.0009 | 10.0012 | 10.0015 | 10.0019 | 10.0024 | 10.003 | 10.0036 | 10.0043 | 10.005 | 10.0057 | 10.0063 | 10.007 | 10.0077 | 10.0084 | 10.0091 | 10.0097 | 10.0103 | 10.011 | 10.0116 | 10.0121 | 10.0127 | 10.0132 | 10.0137 |  | 2.4e-05 | 0.00017236 | 0.00024749 | 0.00034342 | 0.00045789 | 0.00062465 | 0.00084785 | 0.0011251 | 0.001433 | 0.0017743 | 0.0021883 | 0.0026188 | 0.0031327 | 0.0036391 | 0.0042075 | 0.0047713 | 0.0053498 | 0.0059269 | 0.0064978 | 0.0070439 | 0.0075885 | 0.0081097 | 0.0086098 | 0.0091043 | 0.0095257 | 0.0099656 | 0.010399 | 0.01082 | 0.011246 | 0.011703 | 0.012045 | 0.012443
Monton |  | 0.0020703 | 0.0039587 | 0.0065442 | 0.010329 | 0.015727 | 0.023412 | 0.032701 | 0.044878 | 0.059198 | 0.076386 | 0.10102 | 0.12971 | 0.16944 | 0.21295 | 0.2663 | 0.32187 | 0.38152 | 0.4425 | 0.50419 | 0.56306 | 0.62547 | 0.68983 | 0.75352 | 0.81839 | 0.87896 | 0.94101 | 1.0017 | 1.0607 | 1.1191 | 1.1786 | 1.2293 | 1.2811 |  | 0.0020703 | 0.0039587 | 0.0020543 | 0.0031888 | 0.0047502 | 0.0070085 | 0.0099829 | 0.014077 | 0.01894 | 0.024383 | 0.031281 | 0.038225 | 0.047262 | 0.055753 | 0.065901 | 0.075626 | 0.085649 | 0.095484 | 0.10519 | 0.1141 | 0.12392 | 0.13427 | 0.1446 | 0.15538 | 0.16405 | 0.17424 | 0.18464 | 0.19436 | 0.20401 | 0.21478 | 0.22056 | 0.22899 |  | 0.0020703 | 0.0039587 | 0.0065442 | 0.010294 | 0.01551 | 0.022671 | 0.03083 | 0.040703 | 0.051136 | 0.062281 | 0.077485 | 0.09407 | 0.11649 | 0.1392 | 0.16676 | 0.19478 | 0.22478 | 0.25539 | 0.2867 | 0.31728 | 0.35105 | 0.38763 | 0.42607 | 0.46739 | 0.50634 | 0.54863 | 0.59145 | 0.63442 | 0.67852 | 0.72534 | 0.76489 | 0.80834 |  | 0.0020703 | 0.0039587 | 0.0065442 | 0.010329 | 0.015727 | 0.023412 | 0.032701 | 0.044878 | 0.059198 | 0.076386 | 0.10102 | 0.12971 | 0.16944 | 0.21295 | 0.2663 | 0.32187 | 0.38152 | 0.4425 | 0.50419 | 0.56306 | 0.62547 | 0.68983 | 0.75352 | 0.81839 | 0.87896 | 0.94101 | 1.0017 | 1.0607 | 1.1191 | 1.1786 | 1.2293 | 1.2811 |  | 0.0020703 | 0.014868 | 0.021349 | 0.031022 | 0.043425 | 0.064644 | 0.096268 | 0.13601 | 0.18171 | 0.23337 | 0.29409 | 0.35817 | 0.42944 | 0.50013 | 0.5762 | 0.65185 | 0.72845 | 0.80422 | 0.87859 | 0.94938 | 1.0156 | 1.0742 | 1.1275 | 1.1773 | 1.2179 | 1.2577 | 1.2954 | 1.3327 | 1.3706 | 1.4116 | 1.4432 | 1.4801
Moorside |  | 0.00096953 | 0.0018539 | 0.0030647 | 0.0048369 | 0.007365 | 0.010964 | 0.015314 | 0.021016 | 0.027722 | 0.035772 | 0.047555 | 0.06157 | 0.08087 | 0.1021 | 0.12806 | 0.15521 | 0.18442 | 0.21437 | 0.24479 | 0.27398 | 0.30505 | 0.33742 | 0.37003 | 0.40374 | 0.43581 | 0.46887 | 0.50131 | 0.53338 | 0.56553 | 0.59841 | 0.62749 | 0.65728 |  | 0.00096953 | 0.0018539 | 0.00096201 | 0.0014933 | 0.0022245 | 0.0032821 | 0.004675 | 0.0065924 | 0.0088696 | 0.011419 | 0.014649 | 0.017901 | 0.022133 | 0.026109 | 0.030861 | 0.035415 | 0.040109 | 0.044715 | 0.049262 | 0.053434 | 0.05803 | 0.062878 | 0.067715 | 0.072763 | 0.076826 | 0.081598 | 0.086469 | 0.09102 | 0.095536 | 0.10058 | 0.10329 | 0.10723 |  | 0.00096953 | 0.0018539 | 0.0030647 | 0.0048207 | 0.0072631 | 0.010617 | 0.014438 | 0.019061 | 0.023947 | 0.029166 | 0.036532 | 0.044878 | 0.056076 | 0.067567 | 0.081444 | 0.095689 | 0.11102 | 0.12674 | 0.14294 | 0.15889 | 0.17654 | 0.1959 | 0.21669 | 0.23937 | 0.26131 | 0.28512 | 0.3092 | 0.33375 | 0.35919 | 0.38613 | 0.41 | 0.43587 |  | 0.00096953 | 0.0018539 | 0.0030647 | 0.0048369 | 0.007365 | 0.010964 | 0.015314 | 0.021016 | 0.027722 | 0.035772 | 0.047555 | 0.06157 | 0.08087 | 0.1021 | 0.12806 | 0.15521 | 0.18442 | 0.21437 | 0.24479 | 0.27398 | 0.30505 | 0.33742 | 0.37003 | 0.40374 | 0.43581 | 0.46887 | 0.50131 | 0.53338 | 0.56553 | 0.59841 | 0.62749 | 0.65728 |  | 0.00096953 | 0.0069628 | 0.0099978 | 0.015333 | 0.022598 | 0.03651 | 0.058531 | 0.086363 | 0.11891 | 0.15602 | 0.19899 | 0.24464 | 0.29364 | 0.34239 | 0.39364 | 0.44467 | 0.49593 | 0.54639 | 0.59566 | 0.6424 | 0.68442 | 0.71947 | 0.75011 | 0.77733 | 0.79856 | 0.81809 | 0.83568 | 0.85343 | 0.87176 | 0.89173 | 0.9076 | 0.92619
Morton Park & Pirelli |  | 0.0036039 | 0.0068911 | 0.011392 | 0.01798 | 0.027377 | 0.040754 | 0.056924 | 0.078122 | 0.10305 | 0.13297 | 0.17524 | 0.22371 | 0.29109 | 0.36467 | 0.45508 | 0.54896 | 0.64954 | 0.75216 | 0.85566 | 0.95398 | 1.058 | 1.1643 | 1.2682 | 1.3727 | 1.4688 | 1.5668 | 1.6623 | 1.7539 | 1.8437 | 1.9347 | 2.0095 | 2.0859 |  | 0.0036039 | 0.0068911 | 0.0035759 | 0.0055508 | 0.0082689 | 0.0122 | 0.017378 | 0.024505 | 0.03297 | 0.042444 | 0.054452 | 0.06654 | 0.08227 | 0.097051 | 0.11472 | 0.13164 | 0.14909 | 0.16621 | 0.18312 | 0.19862 | 0.21571 | 0.23373 | 0.25171 | 0.27047 | 0.28557 | 0.30331 | 0.32142 | 0.33833 | 0.35512 | 0.37388 | 0.38395 | 0.39861 |  | 0.0036039 | 0.0068911 | 0.011392 | 0.017919 | 0.026998 | 0.039465 | 0.053667 | 0.070853 | 0.089014 | 0.10842 | 0.13426 | 0.16166 | 0.19893 | 0.2363 | 0.28181 | 0.32772 | 0.3767 | 0.42645 | 0.47707 | 0.52616 | 0.58026 | 0.63828 | 0.69818 | 0.76172 | 0.8202 | 0.88379 | 0.94822 | 1.0119 | 1.0767 | 1.1456 | 1.2011 | 1.2629 |  | 0.0036039 | 0.0068911 | 0.011392 | 0.01798 | 0.027377 | 0.040754 | 0.056924 | 0.078122 | 0.10305 | 0.13297 | 0.17524 | 0.22371 | 0.29109 | 0.36467 | 0.45508 | 0.54896 | 0.64954 | 0.75216 | 0.85566 | 0.95398 | 1.058 | 1.1643 | 1.2682 | 1.3727 | 1.4688 | 1.5668 | 1.6623 | 1.7539 | 1.8437 | 1.9347 | 2.0095 | 2.0859 |  | 0.0036039 | 0.025882 | 0.037163 | 0.051962 | 0.069864 | 0.09687 | 0.13396 | 0.18013 | 0.23184 | 0.28943 | 0.35867 | 0.43089 | 0.51555 | 0.59905 | 0.6918 | 0.78379 | 0.87782 | 0.97137 | 1.0637 | 1.1518 | 1.2383 | 1.3197 | 1.3968 | 1.4723 | 1.536 | 1.6018 | 1.6662 | 1.7292 | 1.7929 | 1.8615 | 1.9129 | 1.9731
Mosley Rd |  | 0 | 0 | 0 | 0 | 0 | 0 | 0 | 0 | 0 | 0 | 0.00032484 | 0.0010916 | 0.0020145 | 0.0031462 | 0.0044326 | 0.0059254 | 0.0076227 | 0.009467 | 0.0115 | 0.013665 | 0.016115 | 0.019089 | 0.02281 | 0.027273 | 0.032241 | 0.037612 | 0.043033 | 0.049007 | 0.05547 | 0.062241 | 0.069481 | 0.076958 |  | 0 | 0 | 0 | 0 | 0 | 0 | 0 | 0 | 0 | 0 | 0 | 0 | 0 | 0 | 0 | 0 | 0 | 0 | 0 | 0 | 0 | 0 | 0 | 0 | 0 | 0 | 0 | 0 | 0 | 0 | 0 | 0 |  | 0 | 0 | 0 | 0 | 0 | 0 | 0 | 0 | 0 | 0 | 0.00032484 | 0.0010916 | 0.0020145 | 0.0031462 | 0.0044326 | 0.0059254 | 0.0076227 | 0.009467 | 0.0115 | 0.013665 | 0.016115 | 0.019089 | 0.02281 | 0.027273 | 0.032241 | 0.037612 | 0.043033 | 0.049007 | 0.05547 | 0.062241 | 0.069481 | 0.076958 |  | 0 | 0 | 0 | 0 | 0 | 0 | 0 | 0 | 0 | 0 | 0.00032484 | 0.0010916 | 0.0020145 | 0.0031462 | 0.0044326 | 0.0059254 | 0.0076227 | 0.009467 | 0.0115 | 0.013665 | 0.016115 | 0.019089 | 0.02281 | 0.027273 | 0.032241 | 0.037612 | 0.043033 | 0.049007 | 0.05547 | 0.062241 | 0.069481 | 0.076958 |  | 0 | 0 | 0 | 0.0010657 | 0.0029947 | 0.0082948 | 0.017925 | 0.030253 | 0.045168 | 0.06249 | 0.08201 | 0.10308 | 0.12417 | 0.14534 | 0.16655 | 0.18778 | 0.20879 | 0.22929 | 0.24916 | 0.26794 | 0.2833 | 0.29421 | 0.3025 | 0.30842 | 0.31208 | 0.31389 | 0.31441 | 0.31535 | 0.31657 | 0.31802 | 0.31984 | 0.32193
Moss Lane |  | 0.0023736 | 0.0045385 | 0.0075028 | 0.011842 | 0.018031 | 0.026841 | 0.037491 | 0.051452 | 0.067868 | 0.087574 | 0.11591 | 0.14901 | 0.19481 | 0.245 | 0.30651 | 0.37064 | 0.43948 | 0.50989 | 0.58117 | 0.64925 | 0.72148 | 0.79607 | 0.87011 | 0.94572 | 1.0165 | 1.0892 | 1.1602 | 1.2295 | 1.2983 | 1.3684 | 1.4285 | 1.49 |  | 0.0023736 | 0.0045385 | 0.0023552 | 0.0036558 | 0.005446 | 0.008035 | 0.011445 | 0.016139 | 0.021714 | 0.027954 | 0.035863 | 0.043824 | 0.054184 | 0.063919 | 0.075554 | 0.086702 | 0.098193 | 0.10947 | 0.1206 | 0.13081 | 0.14207 | 0.15394 | 0.16578 | 0.17814 | 0.18808 | 0.19976 | 0.21169 | 0.22283 | 0.23389 | 0.24624 | 0.25287 | 0.26253 |  | 0.0023736 | 0.0045385 | 0.0075028 | 0.011802 | 0.017781 | 0.025992 | 0.035346 | 0.046665 | 0.058626 | 0.071404 | 0.088923 | 0.10815 | 0.13411 | 0.16045 | 0.1924 | 0.22492 | 0.25978 | 0.29538 | 0.33183 | 0.36748 | 0.40686 | 0.44961 | 0.49471 | 0.5433 | 0.58933 | 0.6393 | 0.6899 | 0.74081 | 0.79316 | 0.84872 | 0.89607 | 0.94796 |  | 0.0023736 | 0.0045385 | 0.0075028 | 0.011842 | 0.018031 | 0.026841 | 0.037491 | 0.051452 | 0.067868 | 0.087574 | 0.11591 | 0.14901 | 0.19481 | 0.245 | 0.30651 | 0.37064 | 0.43948 | 0.50989 | 0.58117 | 0.64925 | 0.72148 | 0.79607 | 0.87011 | 0.94572 | 1.0165 | 1.0892 | 1.1602 | 1.2295 | 1.2983 | 1.3684 | 1.4285 | 1.49 |  | 0.0023736 | 0.017046 | 0.024476 | 0.035856 | 0.050604 | 0.076403 | 0.11534 | 0.16434 | 0.22088 | 0.28491 | 0.35992 | 0.43921 | 0.52672 | 0.61357 | 0.70657 | 0.79908 | 0.8926 | 0.98501 | 1.0756 | 1.1618 | 1.2418 | 1.3117 | 1.3749 | 1.4334 | 1.4807 | 1.5266 | 1.5697 | 1.6125 | 1.6562 | 1.7035 | 1.74 | 1.7828
Moss Nook Primary |  | 0.0020336 | 0.0038885 | 0.0064282 | 0.010146 | 0.015448 | 0.022996 | 0.032121 | 0.044083 | 0.058148 | 0.075032 | 0.098982 | 0.12657 | 0.16488 | 0.20674 | 0.25816 | 0.31159 | 0.36887 | 0.42735 | 0.48639 | 0.54254 | 0.60198 | 0.66292 | 0.72267 | 0.78303 | 0.8388 | 0.89572 | 0.95129 | 1.0048 | 1.0574 | 1.1109 | 1.1553 | 1.2007 |  | 0.0020336 | 0.0038885 | 0.0020178 | 0.0031322 | 0.004666 | 0.0068842 | 0.0098058 | 0.013828 | 0.018604 | 0.023951 | 0.030726 | 0.037548 | 0.046424 | 0.054764 | 0.064733 | 0.074285 | 0.08413 | 0.09379 | 0.10333 | 0.11208 | 0.12172 | 0.13189 | 0.14203 | 0.15262 | 0.16114 | 0.17115 | 0.18137 | 0.19092 | 0.20039 | 0.21097 | 0.21665 | 0.22493 |  | 0.0020336 | 0.0038885 | 0.0064282 | 0.010112 | 0.015234 | 0.022269 | 0.030284 | 0.039981 | 0.050229 | 0.061177 | 0.07586 | 0.091559 | 0.11287 | 0.13431 | 0.16039 | 0.18675 | 0.21492 | 0.24356 | 0.27276 | 0.30113 | 0.33242 | 0.36608 | 0.40103 | 0.43825 | 0.47278 | 0.51031 | 0.54833 | 0.58609 | 0.62462 | 0.66561 | 0.69911 | 0.73629 |  | 0.0020336 | 0.0038885 | 0.0064282 | 0.010146 | 0.015448 | 0.022996 | 0.032121 | 0.044083 | 0.058148 | 0.075032 | 0.098982 | 0.12657 | 0.16488 | 0.20674 | 0.25816 | 0.31159 | 0.36887 | 0.42735 | 0.48639 | 0.54254 | 0.60198 | 0.66292 | 0.72267 | 0.78303 | 0.8388 | 0.89572 | 0.95129 | 1.0048 | 1.0574 | 1.1109 | 1.1553 | 1.2007 |  | 0.0020336 | 0.014605 | 0.020971 | 0.029649 | 0.040345 | 0.057187 | 0.081018 | 0.1108 | 0.14451 | 0.18228 | 0.22734 | 0.27457 | 0.32888 | 0.38261 | 0.44161 | 0.50023 | 0.55999 | 0.61936 | 0.67789 | 0.73375 | 0.78775 | 0.8375 | 0.88414 | 0.92908 | 0.96669 | 1.0049 | 1.0419 | 1.0782 | 1.1149 | 1.1544 | 1.1843 | 1.2192
Moss Side (Leyland) & Seven Stars |  | 0.0026885 | 0.0051406 | 0.0084981 | 0.013412 | 0.020423 | 0.030402 | 0.042465 | 0.058277 | 0.076872 | 0.099192 | 0.13082 | 0.16719 | 0.21772 | 0.27293 | 0.34074 | 0.4112 | 0.4867 | 0.56378 | 0.64157 | 0.71554 | 0.79379 | 0.87399 | 0.95251 | 1.0318 | 1.1049 | 1.1795 | 1.2523 | 1.3223 | 1.391 | 1.4609 | 1.5187 | 1.5778 |  | 0.0026885 | 0.0051406 | 0.0026676 | 0.0041408 | 0.0061685 | 0.009101 | 0.012963 | 0.01828 | 0.024595 | 0.031663 | 0.04062 | 0.049638 | 0.061372 | 0.072398 | 0.085577 | 0.098205 | 0.11122 | 0.12399 | 0.1366 | 0.14817 | 0.16092 | 0.17436 | 0.18777 | 0.20177 | 0.21303 | 0.22627 | 0.23977 | 0.25239 | 0.26492 | 0.27891 | 0.28642 | 0.29735 |  | 0.0026885 | 0.0051406 | 0.0084981 | 0.013368 | 0.02014 | 0.02944 | 0.040035 | 0.052855 | 0.066403 | 0.080876 | 0.10025 | 0.12091 | 0.14897 | 0.17717 | 0.21148 | 0.24615 | 0.28317 | 0.32081 | 0.35915 | 0.39638 | 0.43744 | 0.48157 | 0.5273 | 0.57596 | 0.62099 | 0.66994 | 0.71954 | 0.76873 | 0.81887 | 0.87222 | 0.91561 | 0.96383 |  | 0.0026885 | 0.0051406 | 0.0084981 | 0.013412 | 0.020423 | 0.030402 | 0.042465 | 0.058277 | 0.076872 | 0.099192 | 0.13082 | 0.16719 | 0.21772 | 0.27293 | 0.34074 | 0.4112 | 0.4867 | 0.56378 | 0.64157 | 0.71554 | 0.79379 | 0.87399 | 0.95251 | 1.0318 | 1.1049 | 1.1795 | 1.2523 | 1.3223 | 1.391 | 1.4609 | 1.5187 | 1.5778 |  | 0.0026885 | 0.019307 | 0.027723 | 0.039065 | 0.052965 | 0.074597 | 0.10496 | 0.14286 | 0.18562 | 0.23345 | 0.29061 | 0.35043 | 0.41957 | 0.48788 | 0.56312 | 0.63782 | 0.71401 | 0.7897 | 0.86432 | 0.93551 | 1.0046 | 1.0686 | 1.1287 | 1.1869 | 1.2357 | 1.2855 | 1.3339 | 1.3813 | 1.4293 | 1.4811 | 1.5201 | 1.5657
Moss Side (Longsight) |  | 0.0015351 | 0.0029353 | 0.0048524 | 0.0076584 | 0.011661 | 0.017359 | 0.024247 | 0.033276 | 0.043893 | 0.056638 | 0.074718 | 0.095547 | 0.12447 | 0.15607 | 0.19488 | 0.23523 | 0.27847 | 0.32262 | 0.36719 | 0.40958 | 0.45445 | 0.50045 | 0.54553 | 0.59106 | 0.63312 | 0.67604 | 0.71792 | 0.75825 | 0.79788 | 0.83813 | 0.87156 | 0.90572 |  | 0.0015351 | 0.0029353 | 0.0015232 | 0.0023644 | 0.0035222 | 0.0051966 | 0.007402 | 0.010438 | 0.014043 | 0.018079 | 0.023194 | 0.028343 | 0.035043 | 0.041339 | 0.048864 | 0.056074 | 0.063506 | 0.070798 | 0.077998 | 0.084603 | 0.091882 | 0.099557 | 0.10722 | 0.11521 | 0.12164 | 0.1292 | 0.13691 | 0.14411 | 0.15127 | 0.15925 | 0.16354 | 0.16979 |  | 0.0015351 | 0.0029353 | 0.0048524 | 0.0076328 | 0.0115 | 0.01681 | 0.02286 | 0.03018 | 0.037916 | 0.04618 | 0.057265 | 0.069117 | 0.085209 | 0.10139 | 0.12108 | 0.14099 | 0.16225 | 0.18388 | 0.20592 | 0.22735 | 0.25097 | 0.27638 | 0.30274 | 0.33081 | 0.35683 | 0.3851 | 0.41374 | 0.44218 | 0.47117 | 0.50202 | 0.5272 | 0.55515 |  | 0.0015351 | 0.0029353 | 0.0048524 | 0.0076584 | 0.011661 | 0.017359 | 0.024247 | 0.033276 | 0.043893 | 0.056638 | 0.074718 | 0.095547 | 0.12447 | 0.15607 | 0.19488 | 0.23523 | 0.27847 | 0.32262 | 0.36719 | 0.40958 | 0.45445 | 0.50045 | 0.54553 | 0.59106 | 0.63312 | 0.67604 | 0.71792 | 0.75825 | 0.79788 | 0.83813 | 0.87156 | 0.90572 |  | 0.0015351 | 0.011024 | 0.01583 | 0.022384 | 0.030464 | 0.04314 | 0.061042 | 0.083415 | 0.10872 | 0.13707 | 0.17088 | 0.20632 | 0.24709 | 0.2874 | 0.33168 | 0.37567 | 0.42051 | 0.46504 | 0.50892 | 0.55079 | 0.59128 | 0.6286 | 0.66359 | 0.69732 | 0.72553 | 0.75423 | 0.78202 | 0.80926 | 0.83685 | 0.86656 | 0.88901 | 0.91523
Mossley |  | 0.0033578 | 0.0064204 | 0.010614 | 0.016751 | 0.025507 | 0.03797 | 0.053036 | 0.072786 | 0.096009 | 0.12389 | 0.16338 | 0.2088 | 0.27188 | 0.34081 | 0.42548 | 0.51345 | 0.60772 | 0.70395 | 0.80106 | 0.8934 | 0.99109 | 1.0912 | 1.1892 | 1.2881 | 1.3793 | 1.4723 | 1.5631 | 1.6504 | 1.7361 | 1.8232 | 1.8952 | 1.9689 |  | 0.0033578 | 0.0064204 | 0.0033317 | 0.0051716 | 0.0077041 | 0.011367 | 0.016191 | 0.022831 | 0.030718 | 0.039545 | 0.050733 | 0.061995 | 0.076651 | 0.090422 | 0.10688 | 0.12265 | 0.13891 | 0.15486 | 0.17061 | 0.18505 | 0.20097 | 0.21776 | 0.23451 | 0.252 | 0.26607 | 0.28259 | 0.29946 | 0.31523 | 0.33087 | 0.34834 | 0.35772 | 0.37138 |  | 0.0033578 | 0.0064204 | 0.010614 | 0.016695 | 0.025154 | 0.036769 | 0.050002 | 0.066014 | 0.082934 | 0.10101 | 0.1252 | 0.15099 | 0.18602 | 0.22121 | 0.26405 | 0.30732 | 0.35352 | 0.40049 | 0.44834 | 0.49479 | 0.54602 | 0.60107 | 0.65811 | 0.71879 | 0.77492 | 0.83594 | 0.89776 | 0.95906 | 1.0215 | 1.088 | 1.142 | 1.2021 |  | 0.0033578 | 0.0064204 | 0.010614 | 0.016751 | 0.025507 | 0.03797 | 0.053036 | 0.072786 | 0.096009 | 0.12389 | 0.16338 | 0.2088 | 0.27188 | 0.34081 | 0.42548 | 0.51345 | 0.60772 | 0.70395 | 0.80106 | 0.8934 | 0.99109 | 1.0912 | 1.1892 | 1.2881 | 1.3793 | 1.4723 | 1.5631 | 1.6504 | 1.7361 | 1.8232 | 1.8952 | 1.9689 |  | 0.0033578 | 0.024114 | 0.034625 | 0.04877 | 0.066094 | 0.093009 | 0.13074 | 0.17783 | 0.23094 | 0.2903 | 0.36126 | 0.43549 | 0.52133 | 0.6061 | 0.69951 | 0.79221 | 0.88675 | 0.98066 | 1.0732 | 1.1615 | 1.2471 | 1.3265 | 1.4011 | 1.4734 | 1.5339 | 1.5958 | 1.6559 | 1.7149 | 1.7746 | 1.839 | 1.8875 | 1.9443
Mount St |  | 0.0025483 | 0.0048725 | 0.0080549 | 0.012713 | 0.019358 | 0.028816 | 0.04025 | 0.055238 | 0.072863 | 0.09402 | 0.1241 | 0.15884 | 0.20705 | 0.25975 | 0.32446 | 0.39175 | 0.46389 | 0.53757 | 0.61199 | 0.68283 | 0.75783 | 0.83484 | 0.91049 | 0.98707 | 1.058 | 1.1304 | 1.2012 | 1.2695 | 1.3367 | 1.4051 | 1.4622 | 1.5206 |  | 0.0025483 | 0.0048725 | 0.0025285 | 0.0039249 | 0.0058468 | 0.0086264 | 0.012287 | 0.017327 | 0.023312 | 0.030012 | 0.038502 | 0.04705 | 0.058172 | 0.068623 | 0.081114 | 0.093083 | 0.10542 | 0.11753 | 0.12948 | 0.14044 | 0.15252 | 0.16527 | 0.17798 | 0.19125 | 0.20192 | 0.21447 | 0.22727 | 0.23923 | 0.2511 | 0.26436 | 0.27148 | 0.28185 |  | 0.0025483 | 0.0048725 | 0.0080549 | 0.01267 | 0.01909 | 0.027905 | 0.037947 | 0.050099 | 0.06294 | 0.076659 | 0.095129 | 0.11497 | 0.14188 | 0.16899 | 0.20195 | 0.23531 | 0.27097 | 0.30727 | 0.3443 | 0.38032 | 0.42006 | 0.46288 | 0.50746 | 0.55504 | 0.59934 | 0.64749 | 0.69625 | 0.7448 | 0.7944 | 0.84714 | 0.89059 | 0.93869 |  | 0.0025483 | 0.0048725 | 0.0080549 | 0.012713 | 0.019358 | 0.028816 | 0.04025 | 0.055238 | 0.072863 | 0.09402 | 0.1241 | 0.15884 | 0.20705 | 0.25975 | 0.32446 | 0.39175 | 0.46389 | 0.53757 | 0.61199 | 0.68283 | 0.75783 | 0.83484 | 0.91049 | 0.98707 | 1.058 | 1.1304 | 1.2012 | 1.2695 | 1.3367 | 1.4051 | 1.4622 | 1.5206 |  | 0.0025483 | 0.0183 | 0.026277 | 0.037386 | 0.051212 | 0.073442 | 0.10533 | 0.14525 | 0.19062 | 0.24157 | 0.30207 | 0.36562 | 0.438 | 0.50964 | 0.58786 | 0.66559 | 0.74466 | 0.8231 | 0.90032 | 0.97393 | 1.0445 | 1.1087 | 1.1685 | 1.2257 | 1.2732 | 1.3211 | 1.3672 | 1.4125 | 1.4585 | 1.508 | 1.5456 | 1.5896
Musgrave Rd |  | 0.0019128 | 0.0036575 | 0.0060462 | 0.0095427 | 0.01453 | 0.02163 | 0.030213 | 0.041463 | 0.054693 | 0.070573 | 0.093262 | 0.11959 | 0.15608 | 0.19602 | 0.24501 | 0.29601 | 0.35073 | 0.40664 | 0.46317 | 0.51706 | 0.57416 | 0.63294 | 0.69094 | 0.74986 | 0.8047 | 0.86081 | 0.91566 | 0.96882 | 1.0214 | 1.0748 | 1.12 | 1.1662 |  | 0.0019128 | 0.0036575 | 0.0018979 | 0.0029461 | 0.0043887 | 0.0064752 | 0.0092232 | 0.013006 | 0.017499 | 0.022528 | 0.028901 | 0.035317 | 0.043665 | 0.05151 | 0.060886 | 0.069871 | 0.079131 | 0.088218 | 0.097189 | 0.10542 | 0.11449 | 0.12405 | 0.13359 | 0.14355 | 0.15157 | 0.16098 | 0.17059 | 0.17957 | 0.18848 | 0.19844 | 0.20378 | 0.21156 |  | 0.0019128 | 0.0036575 | 0.0060462 | 0.0095108 | 0.014329 | 0.020946 | 0.028484 | 0.037606 | 0.047245 | 0.057542 | 0.071514 | 0.08666 | 0.10716 | 0.12789 | 0.15305 | 0.17859 | 0.20592 | 0.23377 | 0.26224 | 0.28999 | 0.32063 | 0.35374 | 0.38841 | 0.42557 | 0.46043 | 0.49829 | 0.53664 | 0.57499 | 0.61428 | 0.65603 | 0.69094 | 0.72942 |  | 0.0019128 | 0.0036575 | 0.0060462 | 0.0095427 | 0.01453 | 0.02163 | 0.030213 | 0.041463 | 0.054693 | 0.070573 | 0.093262 | 0.11959 | 0.15608 | 0.19602 | 0.24501 | 0.29601 | 0.35073 | 0.40664 | 0.46317 | 0.51706 | 0.57416 | 0.63294 | 0.69094 | 0.74986 | 0.8047 | 0.86081 | 0.91566 | 0.96882 | 1.0214 | 1.0748 | 1.12 | 1.1662 |  | 0.0019128 | 0.013737 | 0.019725 | 0.028415 | 0.03943 | 0.057832 | 0.084873 | 0.11881 | 0.15766 | 0.20148 | 0.25317 | 0.30763 | 0.36873 | 0.42928 | 0.49478 | 0.55991 | 0.62597 | 0.69139 | 0.75566 | 0.81687 | 0.87467 | 0.92633 | 0.97379 | 1.0185 | 1.0553 | 1.0917 | 1.1265 | 1.1607 | 1.1956 | 1.2332 | 1.262 | 1.2956
Nelson |  | 0.0021896 | 0.0041868 | 0.0069213 | 0.010924 | 0.016633 | 0.024761 | 0.034586 | 0.047464 | 0.062609 | 0.080788 | 0.10742 | 0.13913 | 0.18278 | 0.2308 | 0.28951 | 0.35094 | 0.41703 | 0.4848 | 0.55366 | 0.61976 | 0.69012 | 0.76344 | 0.83735 | 0.91381 | 0.98661 | 1.0616 | 1.1353 | 1.2082 | 1.2813 | 1.356 | 1.4222 | 1.4901 |  | 0.0021896 | 0.0041868 | 0.0021726 | 0.0033725 | 0.0050239 | 0.0074123 | 0.010558 | 0.014888 | 0.020031 | 0.025788 | 0.033084 | 0.040428 | 0.049985 | 0.058965 | 0.069698 | 0.079983 | 0.090584 | 0.10099 | 0.11126 | 0.12068 | 0.13106 | 0.14201 | 0.15293 | 0.16433 | 0.17351 | 0.18428 | 0.19528 | 0.20556 | 0.21576 | 0.22716 | 0.23327 | 0.24218 |  | 0.0021896 | 0.0041868 | 0.0069213 | 0.010887 | 0.016403 | 0.023978 | 0.032607 | 0.043048 | 0.054082 | 0.06587 | 0.082527 | 0.10143 | 0.12678 | 0.15281 | 0.18424 | 0.21652 | 0.25127 | 0.28691 | 0.32364 | 0.35982 | 0.39989 | 0.44383 | 0.49104 | 0.54259 | 0.59251 | 0.64666 | 0.70144 | 0.75732 | 0.81525 | 0.87659 | 0.93104 | 0.99004 |  | 0.0021896 | 0.0041868 | 0.0069213 | 0.010924 | 0.016633 | 0.024761 | 0.034586 | 0.047464 | 0.062609 | 0.080788 | 0.10742 | 0.13913 | 0.18278 | 0.2308 | 0.28951 | 0.35094 | 0.41703 | 0.4848 | 0.55366 | 0.61976 | 0.69012 | 0.76344 | 0.83735 | 0.91381 | 0.98661 | 1.0616 | 1.1353 | 1.2082 | 1.2813 | 1.356 | 1.4222 | 1.4901 |  | 0.0021896 | 0.015725 | 0.022579 | 0.034701 | 0.051245 | 0.083002 | 0.13334 | 0.19699 | 0.27149 | 0.35649 | 0.45493 | 0.5596 | 0.67192 | 0.78374 | 0.90131 | 1.0185 | 1.1362 | 1.2522 | 1.3655 | 1.4731 | 1.5699 | 1.6507 | 1.7215 | 1.7843 | 1.8335 | 1.8786 | 1.9192 | 1.96 | 2.0022 | 2.0479 | 2.0844 | 2.1269
New Moston |  | 0.0028427 | 0.0054355 | 0.0089855 | 0.014182 | 0.021594 | 0.032145 | 0.0449 | 0.06162 | 0.081281 | 0.10488 | 0.13824 | 0.17654 | 0.22975 | 0.28787 | 0.35928 | 0.43344 | 0.51289 | 0.59398 | 0.67576 | 0.75348 | 0.83567 | 0.91978 | 1.0019 | 1.0847 | 1.1609 | 1.2385 | 1.3142 | 1.3868 | 1.458 | 1.5302 | 1.5897 | 1.6504 |  | 0.0028427 | 0.0054355 | 0.0028206 | 0.0043783 | 0.0065223 | 0.009623 | 0.013707 | 0.019329 | 0.026006 | 0.033479 | 0.04295 | 0.052485 | 0.064892 | 0.076551 | 0.090485 | 0.10384 | 0.1176 | 0.1311 | 0.14444 | 0.15667 | 0.17014 | 0.18436 | 0.19854 | 0.21334 | 0.22525 | 0.23924 | 0.25353 | 0.26687 | 0.28011 | 0.2949 | 0.30285 | 0.31441 |  | 0.0028427 | 0.0054355 | 0.0089855 | 0.014134 | 0.021295 | 0.031129 | 0.042331 | 0.055887 | 0.070212 | 0.085515 | 0.10592 | 0.1276 | 0.15706 | 0.18662 | 0.22261 | 0.25893 | 0.29769 | 0.33707 | 0.37714 | 0.41602 | 0.45887 | 0.50485 | 0.55235 | 0.60276 | 0.64922 | 0.69972 | 0.7509 | 0.8015 | 0.853 | 0.90781 | 0.95198 | 1.0012 |  | 0.0028427 | 0.0054355 | 0.0089855 | 0.014182 | 0.021594 | 0.032145 | 0.0449 | 0.06162 | 0.081281 | 0.10488 | 0.13824 | 0.17654 | 0.22975 | 0.28787 | 0.35928 | 0.43344 | 0.51289 | 0.59398 | 0.67576 | 0.75348 | 0.83567 | 0.91978 | 1.0019 | 1.0847 | 1.1609 | 1.2385 | 1.3142 | 1.3868 | 1.458 | 1.5302 | 1.5897 | 1.6504 |  | 0.0028427 | 0.020415 | 0.029313 | 0.041064 | 0.055325 | 0.076976 | 0.10685 | 0.14407 | 0.18582 | 0.23236 | 0.28824 | 0.34657 | 0.41471 | 0.48195 | 0.55648 | 0.63042 | 0.70595 | 0.78107 | 0.85517 | 0.92587 | 0.99513 | 1.06 | 1.1214 | 1.1813 | 1.2318 | 1.2838 | 1.3347 | 1.3844 | 1.4347 | 1.4889 | 1.5296 | 1.5772
Newbiggin on Lune |  | 0.00028491 | 0.00054477 | 0.00090057 | 0.0014214 | 0.0021643 | 0.0032217 | 0.0045001 | 0.0061759 | 0.0081464 | 0.010512 | 0.013938 | 0.01797 | 0.023538 | 0.02965 | 0.037133 | 0.044944 | 0.053337 | 0.061931 | 0.070643 | 0.07898 | 0.087836 | 0.097013 | 0.10618 | 0.11558 | 0.12445 | 0.13355 | 0.14248 | 0.15122 | 0.15994 | 0.16884 | 0.17657 | 0.18448 |  | 0.00028491 | 0.00054477 | 0.00028269 | 0.00043881 | 0.00065369 | 0.00096446 | 0.0013738 | 0.0019372 | 0.0026064 | 0.0033554 | 0.0043047 | 0.0052603 | 0.0065038 | 0.0076723 | 0.0090689 | 0.010407 | 0.011786 | 0.01314 | 0.014476 | 0.015702 | 0.017053 | 0.018477 | 0.019899 | 0.021382 | 0.022576 | 0.023978 | 0.02541 | 0.026747 | 0.028074 | 0.029557 | 0.030353 | 0.031512 |  | 0.00028491 | 0.00054477 | 0.00090057 | 0.0014166 | 0.0021343 | 0.0031199 | 0.0042426 | 0.0056013 | 0.007037 | 0.0085707 | 0.010699 | 0.013065 | 0.016252 | 0.019502 | 0.023435 | 0.027454 | 0.031768 | 0.036182 | 0.040714 | 0.045158 | 0.050072 | 0.055426 | 0.061116 | 0.067279 | 0.073168 | 0.079557 | 0.086021 | 0.092562 | 0.099308 | 0.10646 | 0.11266 | 0.11941 |  | 0.00028491 | 0.00054477 | 0.00090057 | 0.0014214 | 0.0021643 | 0.0032217 | 0.0045001 | 0.0061759 | 0.0081464 | 0.010512 | 0.013938 | 0.01797 | 0.023538 | 0.02965 | 0.037133 | 0.044944 | 0.053337 | 0.061931 | 0.070643 | 0.07898 | 0.087836 | 0.097013 | 0.10618 | 0.11558 | 0.12445 | 0.13355 | 0.14248 | 0.15122 | 0.15994 | 0.16884 | 0.17657 | 0.18448 |  | 0.00028491 | 0.0020461 | 0.0029379 | 0.0043859 | 0.0063044 | 0.0097931 | 0.015173 | 0.021956 | 0.029833 | 0.038782 | 0.049205 | 0.060247 | 0.072273 | 0.084221 | 0.096904 | 0.10952 | 0.12224 | 0.13478 | 0.14705 | 0.15871 | 0.16936 | 0.17848 | 0.1866 | 0.19398 | 0.19986 | 0.20544 | 0.21059 | 0.21574 | 0.22102 | 0.22676 | 0.23124 | 0.23649
Newby |  | 0.001941 | 0.0037113 | 0.0061353 | 0.0096833 | 0.014744 | 0.021949 | 0.030658 | 0.042074 | 0.055498 | 0.071613 | 0.094582 | 0.12117 | 0.15804 | 0.19838 | 0.24789 | 0.29939 | 0.35463 | 0.41106 | 0.46808 | 0.5224 | 0.57993 | 0.63908 | 0.69731 | 0.75635 | 0.81117 | 0.86722 | 0.92196 | 0.97491 | 1.0271 | 1.0803 | 1.1249 | 1.1706 |  | 0.001941 | 0.0037113 | 0.0019259 | 0.0029895 | 0.0044534 | 0.0065705 | 0.0093591 | 0.013198 | 0.017756 | 0.022859 | 0.029326 | 0.035837 | 0.044308 | 0.052269 | 0.061783 | 0.0709 | 0.080297 | 0.089517 | 0.098621 | 0.10697 | 0.11617 | 0.12588 | 0.13556 | 0.14567 | 0.1538 | 0.16336 | 0.17311 | 0.18222 | 0.19126 | 0.20136 | 0.20678 | 0.21468 |  | 0.001941 | 0.0037113 | 0.0061353 | 0.0096509 | 0.01454 | 0.021255 | 0.028904 | 0.038159 | 0.047941 | 0.058389 | 0.072513 | 0.087755 | 0.10841 | 0.12925 | 0.15457 | 0.18024 | 0.20768 | 0.23564 | 0.26418 | 0.29198 | 0.32266 | 0.35576 | 0.39032 | 0.42729 | 0.46183 | 0.49936 | 0.53736 | 0.57528 | 0.61407 | 0.65529 | 0.68951 | 0.7273 |  | 0.001941 | 0.0037113 | 0.0061353 | 0.0096833 | 0.014744 | 0.021949 | 0.030658 | 0.042074 | 0.055498 | 0.071613 | 0.094582 | 0.12117 | 0.15804 | 0.19838 | 0.24789 | 0.29939 | 0.35463 | 0.41106 | 0.46808 | 0.5224 | 0.57993 | 0.63908 | 0.69731 | 0.75635 | 0.81117 | 0.86722 | 0.92196 | 0.97491 | 1.0271 | 1.0803 | 1.1249 | 1.1706 |  | 0.001941 | 0.013939 | 0.020015 | 0.028657 | 0.039514 | 0.057312 | 0.083164 | 0.11556 | 0.15252 | 0.1941 | 0.2433 | 0.29504 | 0.35348 | 0.41135 | 0.47422 | 0.53668 | 0.60011 | 0.66294 | 0.72471 | 0.78354 | 0.83944 | 0.88984 | 0.9364 | 0.98059 | 1.0171 | 1.0535 | 1.0885 | 1.1229 | 1.1579 | 1.1957 | 1.2245 | 1.2582
Newton |  | 0.0011676 | 0.0022326 | 0.0036907 | 0.005825 | 0.0088696 | 0.013203 | 0.018442 | 0.02531 | 0.033386 | 0.043079 | 0.056759 | 0.072431 | 0.094222 | 0.11801 | 0.14725 | 0.1776 | 0.21011 | 0.24328 | 0.27672 | 0.30849 | 0.34207 | 0.37641 | 0.4099 | 0.4436 | 0.47455 | 0.50609 | 0.53684 | 0.5663 | 0.59514 | 0.62439 | 0.64836 | 0.67285 |  | 0.0011676 | 0.0022326 | 0.0011585 | 0.0017984 | 0.002679 | 0.0039526 | 0.00563 | 0.0079391 | 0.010682 | 0.013751 | 0.017641 | 0.021558 | 0.026654 | 0.031443 | 0.037166 | 0.04265 | 0.048303 | 0.05385 | 0.059326 | 0.06435 | 0.069886 | 0.075724 | 0.081548 | 0.087628 | 0.092521 | 0.098268 | 0.10413 | 0.10961 | 0.11505 | 0.12113 | 0.12439 | 0.12914 |  | 0.0011676 | 0.0022326 | 0.0036907 | 0.0058056 | 0.0087469 | 0.012786 | 0.017387 | 0.022955 | 0.028839 | 0.035125 | 0.043484 | 0.052329 | 0.064363 | 0.076422 | 0.091112 | 0.10592 | 0.12172 | 0.13776 | 0.15407 | 0.16988 | 0.1873 | 0.20598 | 0.22524 | 0.24565 | 0.2644 | 0.2848 | 0.30548 | 0.32589 | 0.34664 | 0.36874 | 0.38644 | 0.40621 |  | 0.0011676 | 0.0022326 | 0.0036907 | 0.005825 | 0.0088696 | 0.013203 | 0.018442 | 0.02531 | 0.033386 | 0.043079 | 0.056759 | 0.072431 | 0.094222 | 0.11801 | 0.14725 | 0.1776 | 0.21011 | 0.24328 | 0.27672 | 0.30849 | 0.34207 | 0.37641 | 0.4099 | 0.4436 | 0.47455 | 0.50609 | 0.53684 | 0.5663 | 0.59514 | 0.62439 | 0.64836 | 0.67285 |  | 0.0011676 | 0.0083852 | 0.01204 | 0.016789 | 0.022506 | 0.031051 | 0.042703 | 0.0572 | 0.073393 | 0.091397 | 0.1131 | 0.13571 | 0.16235 | 0.18862 | 0.21788 | 0.2469 | 0.27659 | 0.30614 | 0.33533 | 0.3632 | 0.39068 | 0.41664 | 0.44136 | 0.4656 | 0.48612 | 0.5074 | 0.52826 | 0.54864 | 0.56925 | 0.59144 | 0.60805 | 0.62748
Newton Heath |  | 0.0017833 | 0.0034098 | 0.0056368 | 0.0088965 | 0.013546 | 0.020165 | 0.028167 | 0.038656 | 0.050989 | 0.065794 | 0.086838 | 0.11113 | 0.14484 | 0.18169 | 0.22694 | 0.27398 | 0.32442 | 0.37594 | 0.42796 | 0.47747 | 0.52989 | 0.58369 | 0.63654 | 0.69001 | 0.73952 | 0.79009 | 0.83946 | 0.8871 | 0.93401 | 0.98168 | 1.0215 | 1.0622 |  | 0.0017833 | 0.0034098 | 0.0017694 | 0.0027466 | 0.0040915 | 0.0060367 | 0.0085986 | 0.012125 | 0.016314 | 0.021002 | 0.026944 | 0.032925 | 0.040708 | 0.048022 | 0.056763 | 0.065139 | 0.073772 | 0.082244 | 0.090608 | 0.09828 | 0.10674 | 0.11565 | 0.12455 | 0.13383 | 0.14131 | 0.15008 | 0.15904 | 0.16741 | 0.17572 | 0.185 | 0.18998 | 0.19724 |  | 0.0017833 | 0.0034098 | 0.0056368 | 0.0088667 | 0.013359 | 0.019528 | 0.026555 | 0.035059 | 0.044045 | 0.053645 | 0.066563 | 0.080426 | 0.099233 | 0.11817 | 0.1412 | 0.16451 | 0.18942 | 0.21477 | 0.24063 | 0.26577 | 0.29352 | 0.3234 | 0.3545 | 0.38768 | 0.41856 | 0.45212 | 0.48611 | 0.51994 | 0.55449 | 0.59123 | 0.62146 | 0.65493 |  | 0.0017833 | 0.0034098 | 0.0056368 | 0.0088965 | 0.013546 | 0.020165 | 0.028167 | 0.038656 | 0.050989 | 0.065794 | 0.086838 | 0.11113 | 0.14484 | 0.18169 | 0.22694 | 0.27398 | 0.32442 | 0.37594 | 0.42796 | 0.47747 | 0.52989 | 0.58369 | 0.63654 | 0.69001 | 0.73952 | 0.79009 | 0.83946 | 0.8871 | 0.93401 | 0.98168 | 1.0215 | 1.0622 |  | 0.0017833 | 0.012807 | 0.018389 | 0.026134 | 0.035758 | 0.051189 | 0.073284 | 0.10093 | 0.13232 | 0.16755 | 0.20942 | 0.25335 | 0.30346 | 0.35302 | 0.40719 | 0.46098 | 0.51571 | 0.56999 | 0.62341 | 0.67433 | 0.72315 | 0.76767 | 0.80912 | 0.84879 | 0.88174 | 0.91504 | 0.94712 | 0.97865 | 1.0106 | 1.0451 | 1.0713 | 1.1019
Newton Le Willows |  | 0.0025916 | 0.0049553 | 3.0082 | 3.0129 | 3.0197 | 3.0293 | 3.0409 | 3.0562 | 3.0741 | 3.0956 | 3.1263 | 3.1617 | 3.2109 | 3.2648 | 3.3308 | 3.3995 | 3.4732 | 3.5485 | 3.6246 | 3.6971 | 3.7738 | 3.8527 | 3.9304 | 4.0091 | 4.0822 | 4.1569 | 4.2299 | 4.3005 | 4.3701 | 4.4409 | 4.5004 | 4.5613 |  | 0.0025916 | 0.0049553 | 0.0025714 | 0.0039915 | 0.0059461 | 0.0087729 | 0.012496 | 0.017621 | 0.023708 | 0.030522 | 0.039156 | 0.047849 | 0.05916 | 0.069789 | 0.082492 | 0.094665 | 0.10721 | 0.11952 | 0.13168 | 0.14283 | 0.15511 | 0.16807 | 0.181 | 0.19449 | 0.20535 | 0.21811 | 0.23113 | 0.24329 | 0.25537 | 0.26885 | 0.27609 | 0.28663 |  | 0.0025916 | 0.0049553 | 3.0082 | 3.0129 | 3.0194 | 3.0284 | 3.0386 | 3.051 | 3.064 | 3.078 | 3.0968 | 3.1171 | 3.1447 | 3.1725 | 3.2062 | 3.2404 | 3.277 | 3.3143 | 3.3524 | 3.3894 | 3.4303 | 3.4744 | 3.5205 | 3.5697 | 3.6157 | 3.6657 | 3.7164 | 3.7669 | 3.8186 | 3.8735 | 3.9191 | 3.9694 |  | 0.0025916 | 0.0049553 | 3.0082 | 3.0129 | 3.0197 | 3.0293 | 3.0409 | 3.0562 | 3.0741 | 3.0956 | 3.1263 | 3.1617 | 3.2109 | 3.2648 | 3.3308 | 3.3995 | 3.4732 | 3.5485 | 3.6246 | 3.6971 | 3.7738 | 3.8527 | 3.9304 | 4.0091 | 4.0822 | 4.1569 | 4.2299 | 4.3005 | 4.3701 | 4.4409 | 4.5004 | 4.5613 |  | 0.0025916 | 0.018611 | 0.026724 | 0.038226 | 0.052657 | 0.076271 | 0.11053 | 0.15347 | 0.20245 | 0.25758 | 0.32286 | 0.39154 | 0.46924 | 0.54621 | 0.62992 | 0.71314 | 0.79772 | 0.88158 | 0.9641 | 1.0428 | 1.1177 | 1.1854 | 1.248 | 1.3076 | 1.3569 | 1.4062 | 1.4535 | 1.5 | 1.5472 | 1.598 | 1.6368 | 1.682
Newtongate T11 & T12 |  | 0.0040661 | 0.0077748 | 0.012853 | 0.020285 | 0.030888 | 0.04598 | 0.064225 | 0.08814 | 0.11626 | 0.15002 | 0.19814 | 0.25386 | 0.33111 | 0.41564 | 0.51936 | 0.62728 | 0.74302 | 0.86127 | 0.98077 | 1.0946 | 1.2152 | 1.3392 | 1.4612 | 1.585 | 1.7 | 1.8175 | 1.9323 | 2.0434 | 2.153 | 2.2644 | 2.3581 | 2.454 |  | 0.0040661 | 0.0077748 | 0.0040345 | 0.0062627 | 0.0093293 | 0.013765 | 0.019606 | 0.027647 | 0.037198 | 0.047888 | 0.061435 | 0.075074 | 0.092821 | 0.1095 | 0.12943 | 0.14853 | 0.16821 | 0.18753 | 0.2066 | 0.22409 | 0.24337 | 0.2637 | 0.28399 | 0.30516 | 0.3222 | 0.34221 | 0.36264 | 0.38172 | 0.40067 | 0.42182 | 0.43318 | 0.44973 |  | 0.0040661 | 0.0077748 | 0.012853 | 0.020217 | 0.03046 | 0.044526 | 0.06055 | 0.07994 | 0.10043 | 0.12232 | 0.15191 | 0.18385 | 0.22713 | 0.27081 | 0.32387 | 0.37766 | 0.43519 | 0.4938 | 0.55363 | 0.61191 | 0.67624 | 0.74564 | 0.81812 | 0.89565 | 0.96812 | 1.0469 | 1.1266 | 1.2062 | 1.2876 | 1.3741 | 1.446 | 1.5254 |  | 0.0040661 | 0.0077748 | 0.012853 | 0.020285 | 0.030888 | 0.04598 | 0.064225 | 0.08814 | 0.11626 | 0.15002 | 0.19814 | 0.25386 | 0.33111 | 0.41564 | 0.51936 | 0.62728 | 0.74302 | 0.86127 | 0.98077 | 1.0946 | 1.2152 | 1.3392 | 1.4612 | 1.585 | 1.7 | 1.8175 | 1.9323 | 2.0434 | 2.153 | 2.2644 | 2.3581 | 2.454 |  | 0.0040661 | 0.029201 | 0.041929 | 0.060049 | 0.082823 | 0.12018 | 0.17448 | 0.24254 | 0.32022 | 0.40768 | 0.51118 | 0.62008 | 0.74313 | 0.86502 | 0.99748 | 1.1292 | 1.2629 | 1.3955 | 1.526 | 1.6503 | 1.7685 | 1.8752 | 1.9738 | 2.0674 | 2.1448 | 2.2221 | 2.2961 | 2.369 | 2.443 | 2.5227 | 2.5835 | 2.6545
Newtongate T13 |  | 0.0027821 | 0.0053198 | 0.0087942 | 0.01388 | 0.021135 | 0.031461 | 0.043945 | 0.060308 | 0.079551 | 0.10265 | 0.13543 | 0.1732 | 0.22565 | 0.28297 | 0.35336 | 0.42652 | 0.50495 | 0.58503 | 0.66588 | 0.74279 | 0.8242 | 0.90768 | 0.98954 | 1.0723 | 1.1487 | 1.2267 | 1.3029 | 1.3762 | 1.4484 | 1.5217 | 1.5826 | 1.6449 |  | 0.0027821 | 0.0053198 | 0.0027606 | 0.0042851 | 0.0063834 | 0.0094181 | 0.013415 | 0.018917 | 0.025452 | 0.032766 | 0.042036 | 0.051368 | 0.063511 | 0.074921 | 0.088559 | 0.10163 | 0.1151 | 0.12831 | 0.14136 | 0.15333 | 0.16652 | 0.18043 | 0.19431 | 0.2088 | 0.22046 | 0.23415 | 0.24813 | 0.26119 | 0.27415 | 0.28862 | 0.2964 | 0.30772 |  | 0.0027821 | 0.0053198 | 0.0087942 | 0.013833 | 0.020842 | 0.030466 | 0.04143 | 0.054697 | 0.068717 | 0.083695 | 0.1038 | 0.1253 | 0.1545 | 0.18387 | 0.2196 | 0.25573 | 0.29433 | 0.33359 | 0.37362 | 0.41252 | 0.45543 | 0.50159 | 0.54952 | 0.60058 | 0.64795 | 0.69944 | 0.7516 | 0.80341 | 0.85628 | 0.91251 | 0.95851 | 1.0095 |  | 0.0027821 | 0.0053198 | 0.0087942 | 0.01388 | 0.021135 | 0.031461 | 0.043945 | 0.060308 | 0.079551 | 0.10265 | 0.13543 | 0.1732 | 0.22565 | 0.28297 | 0.35336 | 0.42652 | 0.50495 | 0.58503 | 0.66588 | 0.74279 | 0.8242 | 0.90768 | 0.98954 | 1.0723 | 1.1487 | 1.2267 | 1.3029 | 1.3762 | 1.4484 | 1.5217 | 1.5826 | 1.6449 |  | 0.0027821 | 0.01998 | 0.028689 | 0.040605 | 0.055316 | 0.078512 | 0.11137 | 0.15246 | 0.19898 | 0.25113 | 0.31329 | 0.37848 | 0.45335 | 0.52742 | 0.60871 | 0.68948 | 0.7718 | 0.85357 | 0.93416 | 1.0111 | 1.0853 | 1.1537 | 1.2177 | 1.2793 | 1.3308 | 1.3831 | 1.4337 | 1.4833 | 1.5335 | 1.5876 | 1.6285 | 1.6762
Norbreck |  | 0.00057123 | 0.0010923 | 0.0018056 | 0.0028498 | 0.0043394 | 0.0064596 | 0.0090227 | 0.012383 | 0.016333 | 0.021076 | 0.027811 | 0.035578 | 0.046359 | 0.058144 | 0.072615 | 0.087658 | 0.10379 | 0.12025 | 0.13688 | 0.1527 | 0.16945 | 0.18663 | 0.20349 | 0.22053 | 0.2363 | 0.25239 | 0.2681 | 0.28325 | 0.29815 | 0.31329 | 0.3259 | 0.33878 |  | 0.00057123 | 0.0010923 | 0.0005668 | 0.00087982 | 0.0013107 | 0.0019337 | 0.0027544 | 0.0038841 | 0.0052258 | 0.0067276 | 0.0086309 | 0.010547 | 0.01304 | 0.015383 | 0.018183 | 0.020866 | 0.023632 | 0.026345 | 0.029024 | 0.031482 | 0.034191 | 0.037047 | 0.039896 | 0.042871 | 0.045265 | 0.048076 | 0.050946 | 0.053627 | 0.056288 | 0.059261 | 0.060857 | 0.063181 |  | 0.00057123 | 0.0010923 | 0.0018056 | 0.0028403 | 0.0042793 | 0.0062553 | 0.0085065 | 0.01123 | 0.014109 | 0.017184 | 0.021316 | 0.025743 | 0.031751 | 0.037797 | 0.045151 | 0.052591 | 0.060539 | 0.068627 | 0.076872 | 0.084889 | 0.093732 | 0.10325 | 0.11314 | 0.12369 | 0.13348 | 0.14413 | 0.15491 | 0.16563 | 0.17658 | 0.18821 | 0.19775 | 0.20833 |  | 0.00057123 | 0.0010923 | 0.0018056 | 0.0028498 | 0.0043394 | 0.0064596 | 0.0090227 | 0.012383 | 0.016333 | 0.021076 | 0.027811 | 0.035578 | 0.046359 | 0.058144 | 0.072615 | 0.087658 | 0.10379 | 0.12025 | 0.13688 | 0.1527 | 0.16945 | 0.18663 | 0.20349 | 0.22053 | 0.2363 | 0.25239 | 0.2681 | 0.28325 | 0.29815 | 0.31329 | 0.3259 | 0.33878 |  | 0.00057123 | 0.0041024 | 0.0058905 | 0.0083523 | 0.0114 | 0.01624 | 0.023129 | 0.031744 | 0.041509 | 0.052461 | 0.065493 | 0.079162 | 0.094811 | 0.11029 | 0.12724 | 0.14407 | 0.16121 | 0.17823 | 0.19498 | 0.21095 | 0.22632 | 0.24041 | 0.25356 | 0.26618 | 0.27671 | 0.28737 | 0.29767 | 0.30778 | 0.31804 | 0.32908 | 0.33745 | 0.34723
Norbury |  | 0.0017779 | 0.0033995 | 0.0056198 | 0.0088697 | 0.013506 | 0.020105 | 0.028082 | 0.038539 | 0.050836 | 0.065596 | 0.086535 | 0.11065 | 0.14414 | 0.18074 | 0.22569 | 0.27241 | 0.32248 | 0.37361 | 0.42521 | 0.4743 | 0.52626 | 0.57953 | 0.63175 | 0.68451 | 0.73325 | 0.783 | 0.83155 | 0.87832 | 0.92428 | 0.97098 | 1.0098 | 1.0494 |  | 0.0017779 | 0.0033995 | 0.0017641 | 0.0027383 | 0.0040792 | 0.0060185 | 0.0085727 | 0.012089 | 0.016265 | 0.020939 | 0.026862 | 0.032826 | 0.040586 | 0.047877 | 0.056592 | 0.064943 | 0.07355 | 0.081996 | 0.090334 | 0.097984 | 0.10641 | 0.1153 | 0.12417 | 0.13343 | 0.14088 | 0.14963 | 0.15856 | 0.16691 | 0.17519 | 0.18444 | 0.18941 | 0.19664 |  | 0.0017779 | 0.0033995 | 0.0056198 | 0.00884 | 0.013319 | 0.019469 | 0.026475 | 0.034953 | 0.043913 | 0.053484 | 0.066321 | 0.080045 | 0.098678 | 0.11742 | 0.14022 | 0.16327 | 0.18789 | 0.21293 | 0.23845 | 0.26325 | 0.2906 | 0.32002 | 0.35056 | 0.38309 | 0.41326 | 0.44605 | 0.47927 | 0.51226 | 0.54591 | 0.58171 | 0.61096 | 0.64341 |  | 0.0017779 | 0.0033995 | 0.0056198 | 0.0088697 | 0.013506 | 0.020105 | 0.028082 | 0.038539 | 0.050836 | 0.065596 | 0.086535 | 0.11065 | 0.14414 | 0.18074 | 0.22569 | 0.27241 | 0.32248 | 0.37361 | 0.42521 | 0.4743 | 0.52626 | 0.57953 | 0.63175 | 0.68451 | 0.73325 | 0.783 | 0.83155 | 0.87832 | 0.92428 | 0.97098 | 1.0098 | 1.0494 |  | 0.0017779 | 0.012768 | 0.018333 | 0.025921 | 0.035271 | 0.049992 | 0.070818 | 0.096842 | 0.12628 | 0.15926 | 0.19857 | 0.23977 | 0.28713 | 0.33395 | 0.38535 | 0.4364 | 0.48841 | 0.54006 | 0.59094 | 0.63946 | 0.68634 | 0.72948 | 0.76989 | 0.80883 | 0.84136 | 0.87444 | 0.90648 | 0.9379 | 0.96975 | 1.0041 | 1.03 | 1.0603
Northenden |  | 0.0017731 | 0.0033903 | 0.0056046 | 0.0088457 | 0.013469 | 0.02005 | 0.028006 | 0.038435 | 0.050698 | 0.065418 | 0.086418 | 0.11075 | 0.14448 | 0.1814 | 0.22669 | 0.27382 | 0.32437 | 0.37603 | 0.42823 | 0.47797 | 0.53068 | 0.58488 | 0.63829 | 0.69251 | 0.74289 | 0.79442 | 0.84478 | 0.89354 | 0.94168 | 0.99065 | 1.0319 | 1.0741 |  | 0.0017731 | 0.0033903 | 0.0017593 | 0.0027309 | 0.0040682 | 0.0060022 | 0.0085495 | 0.012056 | 0.016221 | 0.020882 | 0.02679 | 0.032737 | 0.040476 | 0.047747 | 0.056439 | 0.064767 | 0.073351 | 0.081774 | 0.09009 | 0.097719 | 0.10613 | 0.11499 | 0.12384 | 0.13307 | 0.1405 | 0.14922 | 0.15813 | 0.16646 | 0.17471 | 0.18394 | 0.18889 | 0.19611 |  | 0.0017731 | 0.0033903 | 0.0056046 | 0.0088161 | 0.013283 | 0.019416 | 0.026404 | 0.034859 | 0.043794 | 0.053339 | 0.066259 | 0.080224 | 0.099141 | 0.11824 | 0.14144 | 0.16497 | 0.19014 | 0.21578 | 0.24197 | 0.26749 | 0.29566 | 0.32607 | 0.35787 | 0.39191 | 0.42377 | 0.45838 | 0.49344 | 0.52847 | 0.56433 | 0.60243 | 0.63417 | 0.6692 |  | 0.0017731 | 0.0033903 | 0.0056046 | 0.0088457 | 0.013469 | 0.02005 | 0.028006 | 0.038435 | 0.050698 | 0.065418 | 0.086418 | 0.11075 | 0.14448 | 0.1814 | 0.22669 | 0.27382 | 0.32437 | 0.37603 | 0.42823 | 0.47797 | 0.53068 | 0.58488 | 0.63829 | 0.69251 | 0.74289 | 0.79442 | 0.84478 | 0.89354 | 0.94168 | 0.99065 | 1.0319 | 1.0741 |  | 0.0017731 | 0.012733 | 0.018284 | 0.026237 | 0.036261 | 0.052832 | 0.077025 | 0.10737 | 0.14204 | 0.1811 | 0.22727 | 0.27587 | 0.33065 | 0.38491 | 0.44378 | 0.50231 | 0.56174 | 0.62062 | 0.67853 | 0.7337 | 0.78603 | 0.83308 | 0.87646 | 0.91754 | 0.95142 | 0.98519 | 1.0174 | 1.0492 | 1.0815 | 1.1163 | 1.1429 | 1.174
NWGB Partington |  | 0.00046222 | 0.00088381 | 0.0014611 | 0.002306 | 0.0035112 | 0.0052268 | 0.0073008 | 0.010019 | 0.013216 | 0.017054 | 0.0226 | 0.029111 | 0.038108 | 0.047979 | 0.060069 | 0.072683 | 0.086234 | 0.1001 | 0.11416 | 0.1276 | 0.14188 | 0.15666 | 0.1714 | 0.1865 | 0.20072 | 0.21532 | 0.22963 | 0.24364 | 0.25759 | 0.27183 | 0.28415 | 0.29678 |  | 0.00046222 | 0.00088381 | 0.00045863 | 0.00071192 | 0.0010605 | 0.0015647 | 0.0022288 | 0.0031429 | 0.0042285 | 0.0054437 | 0.0069838 | 0.0085341 | 0.010552 | 0.012447 | 0.014713 | 0.016884 | 0.019122 | 0.021317 | 0.023485 | 0.025474 | 0.027666 | 0.029977 | 0.032283 | 0.034689 | 0.036626 | 0.038901 | 0.041223 | 0.043393 | 0.045546 | 0.047951 | 0.049243 | 0.051123 |  | 0.00046222 | 0.00088381 | 0.0014611 | 0.0022982 | 0.0034626 | 0.0050615 | 0.0068831 | 0.0090873 | 0.011417 | 0.013905 | 0.017344 | 0.021153 | 0.026288 | 0.031515 | 0.037846 | 0.044308 | 0.051242 | 0.058331 | 0.065605 | 0.072731 | 0.080612 | 0.089191 | 0.098292 | 0.10814 | 0.11753 | 0.12772 | 0.13804 | 0.14847 | 0.15922 | 0.17062 | 0.18047 | 0.19122 |  | 0.00046222 | 0.00088381 | 0.0014611 | 0.002306 | 0.0035112 | 0.0052268 | 0.0073008 | 0.010019 | 0.013216 | 0.017054 | 0.0226 | 0.029111 | 0.038108 | 0.047979 | 0.060069 | 0.072683 | 0.086234 | 0.1001 | 0.11416 | 0.1276 | 0.14188 | 0.15666 | 0.1714 | 0.1865 | 0.20072 | 0.21532 | 0.22963 | 0.24364 | 0.25759 | 0.27183 | 0.28415 | 0.29678 |  | 0.00046222 | 0.0033195 | 0.0047664 | 0.0070737 | 0.010111 | 0.015588 | 0.023996 | 0.034594 | 0.046884 | 0.06084 | 0.077125 | 0.094378 | 0.11324 | 0.13198 | 0.15193 | 0.17178 | 0.19182 | 0.2116 | 0.23098 | 0.24941 | 0.26634 | 0.28093 | 0.29399 | 0.30592 | 0.3155 | 0.32464 | 0.33312 | 0.34157 | 0.35021 | 0.35958 | 0.36688 | 0.3754
Offerton |  | 0.0023549 | 0.0045028 | 0.0074437 | 0.011748 | 0.017889 | 0.02663 | 0.037196 | 0.051047 | 0.067334 | 0.086886 | 0.11442 | 0.14589 | 0.18967 | 0.23744 | 0.29617 | 0.35712 | 0.42238 | 0.48894 | 0.55603 | 0.61969 | 0.68698 | 0.75569 | 0.82255 | 0.88967 | 0.95116 | 1.0138 | 1.0747 | 1.133 | 1.1899 | 1.2476 | 1.2946 | 1.3425 |  | 0.0023549 | 0.0045028 | 0.0023366 | 0.0036271 | 0.0054031 | 0.0079718 | 0.011355 | 0.016012 | 0.021543 | 0.027734 | 0.035581 | 0.04348 | 0.053758 | 0.063416 | 0.074959 | 0.086021 | 0.097421 | 0.10861 | 0.11965 | 0.12979 | 0.14095 | 0.15273 | 0.16447 | 0.17673 | 0.1866 | 0.19819 | 0.21002 | 0.22108 | 0.23205 | 0.2443 | 0.25088 | 0.26046 |  | 0.0023549 | 0.0045028 | 0.0074437 | 0.011709 | 0.017641 | 0.025787 | 0.035068 | 0.046298 | 0.058165 | 0.070842 | 0.087642 | 0.10534 | 0.12945 | 0.15356 | 0.18295 | 0.21255 | 0.2441 | 0.27611 | 0.30865 | 0.34014 | 0.37483 | 0.41195 | 0.4501 | 0.49043 | 0.52732 | 0.56745 | 0.60812 | 0.64815 | 0.68876 | 0.73203 | 0.76634 | 0.80476 |  | 0.0023549 | 0.0045028 | 0.0074437 | 0.011748 | 0.017889 | 0.02663 | 0.037196 | 0.051047 | 0.067334 | 0.086886 | 0.11442 | 0.14589 | 0.18967 | 0.23744 | 0.29617 | 0.35712 | 0.42238 | 0.48894 | 0.55603 | 0.61969 | 0.68698 | 0.75569 | 0.82255 | 0.88967 | 0.95116 | 1.0138 | 1.0747 | 1.133 | 1.1899 | 1.2476 | 1.2946 | 1.3425 |  | 0.0023549 | 0.016912 | 0.024284 | 0.033667 | 0.044846 | 0.06108 | 0.082749 | 0.10964 | 0.13947 | 0.17249 | 0.21256 | 0.25416 | 0.3039 | 0.35287 | 0.40787 | 0.46238 | 0.5183 | 0.57404 | 0.62915 | 0.68181 | 0.73437 | 0.7847 | 0.83302 | 0.88084 | 0.92157 | 0.96419 | 1.0062 | 1.0472 | 1.0885 | 1.133 | 1.1662 | 1.205
Openshaw |  | 0.0031007 | 0.0059289 | 0.0098012 | 0.015469 | 0.023554 | 0.035063 | 0.048976 | 0.067214 | 0.088659 | 0.1144 | 0.15099 | 0.19322 | 0.25183 | 0.3159 | 0.39457 | 0.47637 | 0.56406 | 0.65362 | 0.74406 | 0.83014 | 0.92128 | 1.0148 | 1.1067 | 1.1996 | 1.2857 | 1.3736 | 1.4594 | 1.5422 | 1.6237 | 1.7066 | 1.7758 | 1.8465 |  | 0.0031007 | 0.0059289 | 0.0030766 | 0.0047757 | 0.0071143 | 0.010497 | 0.014951 | 0.021083 | 0.028366 | 0.036518 | 0.046849 | 0.05725 | 0.070783 | 0.0835 | 0.098699 | 0.11326 | 0.12827 | 0.143 | 0.15755 | 0.17089 | 0.18559 | 0.20109 | 0.21656 | 0.23271 | 0.2457 | 0.26096 | 0.27654 | 0.29109 | 0.30554 | 0.32167 | 0.33034 | 0.34295 |  | 0.0031007 | 0.0059289 | 0.0098012 | 0.015417 | 0.023228 | 0.033954 | 0.046174 | 0.06096 | 0.076586 | 0.093278 | 0.11574 | 0.13984 | 0.17253 | 0.20546 | 0.2455 | 0.28602 | 0.32932 | 0.37339 | 0.41834 | 0.46205 | 0.51028 | 0.56223 | 0.61628 | 0.67396 | 0.72762 | 0.78593 | 0.845 | 0.90378 | 0.96382 | 1.0277 | 1.0802 | 1.1384 |  | 0.0031007 | 0.0059289 | 0.0098012 | 0.015469 | 0.023554 | 0.035063 | 0.048976 | 0.067214 | 0.088659 | 0.1144 | 0.15099 | 0.19322 | 0.25183 | 0.3159 | 0.39457 | 0.47637 | 0.56406 | 0.65362 | 0.74406 | 0.83014 | 0.92128 | 1.0148 | 1.1067 | 1.1996 | 1.2857 | 1.3736 | 1.4594 | 1.5422 | 1.6237 | 1.7066 | 1.7758 | 1.8465 |  | 0.0031007 | 0.022268 | 0.031974 | 0.045436 | 0.062158 | 0.088949 | 0.12729 | 0.17527 | 0.22974 | 0.29089 | 0.36356 | 0.43984 | 0.52687 | 0.61298 | 0.70709 | 0.80059 | 0.89572 | 0.9901 | 1.083 | 1.1716 | 1.2566 | 1.3341 | 1.4064 | 1.4755 | 1.533 | 1.5911 | 1.6471 | 1.702 | 1.7578 | 1.8179 | 1.8635 | 1.9168
Ormskirk |  | 0.002542 | 0.0048606 | 0.0080351 | 0.012682 | 0.01931 | 0.028745 | 0.040151 | 0.055103 | 0.072684 | 0.093789 | 0.12414 | 0.15959 | 0.20864 | 0.2624 | 0.32829 | 0.39697 | 0.4707 | 0.54613 | 0.62249 | 0.69541 | 0.77279 | 0.85268 | 0.93196 | 1.0129 | 1.0887 | 1.1664 | 1.2425 | 1.3166 | 1.3902 | 1.4652 | 1.5295 | 1.5952 |  | 0.002542 | 0.0048606 | 0.0025223 | 0.0039152 | 0.0058324 | 0.0086052 | 0.012257 | 0.017284 | 0.023255 | 0.029938 | 0.038408 | 0.046934 | 0.058029 | 0.068454 | 0.080915 | 0.092855 | 0.10516 | 0.11724 | 0.12916 | 0.1401 | 0.15215 | 0.16486 | 0.17754 | 0.19078 | 0.20143 | 0.21394 | 0.22671 | 0.23864 | 0.25048 | 0.26371 | 0.27081 | 0.28115 |  | 0.002542 | 0.0048606 | 0.0080351 | 0.012639 | 0.019043 | 0.027836 | 0.037854 | 0.049976 | 0.062786 | 0.07647 | 0.095234 | 0.11583 | 0.14363 | 0.17185 | 0.20608 | 0.24092 | 0.27826 | 0.31639 | 0.35545 | 0.39365 | 0.43585 | 0.48163 | 0.52992 | 0.58194 | 0.6312 | 0.68467 | 0.73879 | 0.79325 | 0.84922 | 0.90864 | 0.95924 | 1.0147 |  | 0.002542 | 0.0048606 | 0.0080351 | 0.012682 | 0.01931 | 0.028745 | 0.040151 | 0.055103 | 0.072684 | 0.093789 | 0.12414 | 0.15959 | 0.20864 | 0.2624 | 0.32829 | 0.39697 | 0.4707 | 0.54613 | 0.62249 | 0.69541 | 0.77279 | 0.85268 | 0.93196 | 1.0129 | 1.0887 | 1.1664 | 1.2425 | 1.3166 | 1.3902 | 1.4652 | 1.5295 | 1.5952 |  | 0.002542 | 0.018256 | 0.026213 | 0.038406 | 0.05421 | 0.081777 | 0.12334 | 0.17563 | 0.236 | 0.30437 | 0.38451 | 0.46924 | 0.56283 | 0.65576 | 0.75532 | 0.85441 | 0.95463 | 1.0537 | 1.1509 | 1.2434 | 1.3294 | 1.4047 | 1.4728 | 1.536 | 1.5872 | 1.6369 | 1.6835 | 1.7298 | 1.777 | 1.8279 | 1.8673 | 1.9133
Padiham |  | 0.0017277 | 0.0033036 | 0.0054612 | 0.0086194 | 0.013124 | 0.019537 | 0.027289 | 0.037451 | 0.049401 | 0.063745 | 0.084474 | 0.10881 | 0.14244 | 0.17934 | 0.22452 | 0.27167 | 0.32232 | 0.37416 | 0.42669 | 0.47692 | 0.53027 | 0.5855 | 0.64057 | 0.69702 | 0.75013 | 0.80469 | 0.85812 | 0.91044 | 0.96254 | 1.0157 | 1.0617 | 1.1088 |  | 0.0017277 | 0.0033036 | 0.0017143 | 0.002661 | 0.0039641 | 0.0058486 | 0.0083308 | 0.011748 | 0.015806 | 0.020348 | 0.026104 | 0.031899 | 0.03944 | 0.046526 | 0.054995 | 0.06311 | 0.071474 | 0.079682 | 0.087785 | 0.095218 | 0.10341 | 0.11205 | 0.12067 | 0.12966 | 0.1369 | 0.14541 | 0.15409 | 0.1622 | 0.17024 | 0.17924 | 0.18406 | 0.19109 |  | 0.0017277 | 0.0033036 | 0.0054612 | 0.0085905 | 0.012943 | 0.018919 | 0.025728 | 0.033967 | 0.042673 | 0.051974 | 0.06483 | 0.079068 | 0.098258 | 0.1178 | 0.14146 | 0.16561 | 0.19152 | 0.21802 | 0.24519 | 0.27182 | 0.30126 | 0.33332 | 0.36732 | 0.4041 | 0.43917 | 0.47724 | 0.51578 | 0.55471 | 0.59485 | 0.63741 | 0.67414 | 0.71425 |  | 0.0017277 | 0.0033036 | 0.0054612 | 0.0086194 | 0.013124 | 0.019537 | 0.027289 | 0.037451 | 0.049401 | 0.063745 | 0.084474 | 0.10881 | 0.14244 | 0.17934 | 0.22452 | 0.27167 | 0.32232 | 0.37416 | 0.42669 | 0.47692 | 0.53027 | 0.5855 | 0.64057 | 0.69702 | 0.75013 | 0.80469 | 0.85812 | 0.91044 | 0.96254 | 1.0157 | 1.0617 | 1.1088 |  | 0.0017277 | 0.012408 | 0.017816 | 0.02644 | 0.037789 | 0.058261 | 0.089682 | 0.12927 | 0.17517 | 0.22726 | 0.28801 | 0.35233 | 0.42262 | 0.4924 | 0.56664 | 0.64049 | 0.71496 | 0.78842 | 0.86033 | 0.92863 | 0.9913 | 1.0452 | 1.0933 | 1.1373 | 1.1724 | 1.206 | 1.2371 | 1.2681 | 1.3 | 1.3345 | 1.3615 | 1.393
Peel St & Ribblesdale T13 |  | 0.0033618 | 0.0064282 | 0.010627 | 0.016772 | 0.025538 | 0.038016 | 0.053101 | 0.072874 | 0.096126 | 0.12404 | 0.16394 | 0.21027 | 0.27447 | 0.34475 | 0.43096 | 0.52071 | 0.61701 | 0.71542 | 0.81494 | 0.90982 | 1.0104 | 1.1139 | 1.2161 | 1.3201 | 1.4168 | 1.5159 | 1.6127 | 1.7067 | 1.7995 | 1.8941 | 1.9741 | 2.056 |  | 0.0033618 | 0.0064282 | 0.0033358 | 0.005178 | 0.0077135 | 0.011381 | 0.01621 | 0.022859 | 0.030755 | 0.039594 | 0.050795 | 0.062071 | 0.076744 | 0.090532 | 0.10701 | 0.1228 | 0.13908 | 0.15505 | 0.17082 | 0.18528 | 0.20122 | 0.21803 | 0.2348 | 0.25231 | 0.26639 | 0.28294 | 0.29983 | 0.31561 | 0.33127 | 0.34876 | 0.35816 | 0.37183 |  | 0.0033618 | 0.0064282 | 0.010627 | 0.016716 | 0.025185 | 0.036814 | 0.050063 | 0.066094 | 0.083036 | 0.10113 | 0.12571 | 0.15239 | 0.1885 | 0.22501 | 0.26934 | 0.31433 | 0.36249 | 0.41159 | 0.46178 | 0.51072 | 0.56477 | 0.62319 | 0.68443 | 0.7501 | 0.81176 | 0.87874 | 0.94657 | 1.0145 | 1.0841 | 1.158 | 1.22 | 1.2882 |  | 0.0033618 | 0.0064282 | 0.010627 | 0.016772 | 0.025538 | 0.038016 | 0.053101 | 0.072874 | 0.096126 | 0.12404 | 0.16394 | 0.21027 | 0.27447 | 0.34475 | 0.43096 | 0.52071 | 0.61701 | 0.71542 | 0.81494 | 0.90982 | 1.0104 | 1.1139 | 1.2161 | 1.3201 | 1.4168 | 1.5159 | 1.6127 | 1.7067 | 1.7995 | 1.8941 | 1.9741 | 2.056 |  | 0.0033618 | 0.024143 | 0.034667 | 0.050023 | 0.069529 | 0.10229 | 0.15057 | 0.21119 | 0.28066 | 0.35907 | 0.4515 | 0.54894 | 0.65806 | 0.76625 | 0.88318 | 0.99946 | 1.1174 | 1.2341 | 1.3489 | 1.4582 | 1.5612 | 1.6531 | 1.7374 | 1.8167 | 1.8818 | 1.9463 | 2.0075 | 2.068 | 2.1295 | 2.1958 | 2.2466 | 2.3059
Pendleton |  | 0.0016971 | 0.003245 | 0.0053644 | 0.0084665 | 0.012892 | 0.019191 | 0.026805 | 0.036787 | 0.048525 | 0.062614 | 0.082934 | 0.10674 | 0.13966 | 0.17575 | 0.21998 | 0.2661 | 0.31564 | 0.36633 | 0.41767 | 0.46675 | 0.51885 | 0.57273 | 0.62634 | 0.6812 | 0.73272 | 0.7856 | 0.83737 | 0.88797 | 0.93829 | 0.98961 | 1.0338 | 1.0791 |  | 0.0016971 | 0.003245 | 0.0016839 | 0.0026138 | 0.0038938 | 0.0057449 | 0.008183 | 0.011539 | 0.015525 | 0.019987 | 0.025641 | 0.031334 | 0.038741 | 0.045701 | 0.05402 | 0.061991 | 0.070207 | 0.078269 | 0.086228 | 0.09353 | 0.10158 | 0.11006 | 0.11853 | 0.12736 | 0.13448 | 0.14283 | 0.15135 | 0.15932 | 0.16723 | 0.17606 | 0.1808 | 0.1877 |  | 0.0016971 | 0.003245 | 0.0053644 | 0.0084382 | 0.012713 | 0.018584 | 0.025272 | 0.033364 | 0.041917 | 0.051052 | 0.063639 | 0.077525 | 0.096257 | 0.11531 | 0.13839 | 0.16192 | 0.18716 | 0.21295 | 0.2394 | 0.26529 | 0.29391 | 0.32501 | 0.35793 | 0.39348 | 0.42728 | 0.46397 | 0.5011 | 0.53855 | 0.57712 | 0.61803 | 0.65315 | 0.69156 |  | 0.0016971 | 0.003245 | 0.0053644 | 0.0084665 | 0.012892 | 0.019191 | 0.026805 | 0.036787 | 0.048525 | 0.062614 | 0.082934 | 0.10674 | 0.13966 | 0.17575 | 0.21998 | 0.2661 | 0.31564 | 0.36633 | 0.41767 | 0.46675 | 0.51885 | 0.57273 | 0.62634 | 0.6812 | 0.73272 | 0.7856 | 0.83737 | 0.88797 | 0.93829 | 0.98961 | 1.0338 | 1.0791 |  | 0.0016971 | 0.012188 | 0.0175 | 0.025834 | 0.036737 | 0.05612 | 0.085649 | 0.12285 | 0.1659 | 0.21474 | 0.27184 | 0.33228 | 0.39863 | 0.46454 | 0.53487 | 0.60488 | 0.6756 | 0.74545 | 0.81392 | 0.87904 | 0.93917 | 0.99131 | 1.0382 | 1.0813 | 1.1161 | 1.1495 | 1.1806 | 1.2115 | 1.2432 | 1.2774 | 1.3039 | 1.335
Petteril Bank |  | 0.0035913 | 0.0068669 | 0.011352 | 0.017917 | 0.027281 | 0.040611 | 0.056725 | 0.077848 | 0.10269 | 0.1325 | 0.17464 | 0.22299 | 0.29019 | 0.36358 | 0.45375 | 0.54739 | 0.64771 | 0.75008 | 0.85334 | 0.95145 | 1.0552 | 1.1614 | 1.2651 | 1.3695 | 1.4656 | 1.5635 | 1.659 | 1.7506 | 1.8404 | 1.9315 | 2.0064 | 2.083 |  | 0.0035913 | 0.0068669 | 0.0035634 | 0.0055313 | 0.0082399 | 0.012157 | 0.017317 | 0.024419 | 0.032854 | 0.042296 | 0.054261 | 0.066307 | 0.081982 | 0.096711 | 0.11431 | 0.13118 | 0.14857 | 0.16563 | 0.18247 | 0.19793 | 0.21495 | 0.23291 | 0.25082 | 0.26952 | 0.28457 | 0.30225 | 0.32029 | 0.33715 | 0.35388 | 0.37257 | 0.3826 | 0.39721 |  | 0.0035913 | 0.0068669 | 0.011352 | 0.017857 | 0.026903 | 0.039326 | 0.053479 | 0.070605 | 0.088703 | 0.10804 | 0.13381 | 0.16116 | 0.19835 | 0.23566 | 0.28109 | 0.32692 | 0.37583 | 0.42552 | 0.47608 | 0.52512 | 0.57918 | 0.63717 | 0.69708 | 0.76065 | 0.81921 | 0.88288 | 0.9474 | 1.0112 | 1.0761 | 1.1452 | 1.2008 | 1.2629 |  | 0.0035913 | 0.0068669 | 0.011352 | 0.017917 | 0.027281 | 0.040611 | 0.056725 | 0.077848 | 0.10269 | 0.1325 | 0.17464 | 0.22299 | 0.29019 | 0.36358 | 0.45375 | 0.54739 | 0.64771 | 0.75008 | 0.85334 | 0.95145 | 1.0552 | 1.1614 | 1.2651 | 1.3695 | 1.4656 | 1.5635 | 1.659 | 1.7506 | 1.8404 | 1.9315 | 2.0064 | 2.083 |  | 0.0035913 | 0.025791 | 0.037033 | 0.051843 | 0.069795 | 0.097003 | 0.13449 | 0.18119 | 0.23356 | 0.29191 | 0.36202 | 0.43519 | 0.52077 | 0.60521 | 0.69889 | 0.79181 | 0.88678 | 0.98125 | 1.0745 | 1.1634 | 1.2507 | 1.3325 | 1.41 | 1.4857 | 1.5495 | 1.6154 | 1.6797 | 1.7426 | 1.8063 | 1.8748 | 1.9263 | 1.9865
Phillips Lane |  | 0.00092496 | 0.0017686 | 0.0029238 | 0.0046146 | 0.0070265 | 0.01046 | 0.01461 | 0.02005 | 0.026448 | 0.034127 | 0.045296 | 0.058493 | 0.076698 | 0.096697 | 0.12117 | 0.14674 | 0.17422 | 0.20238 | 0.23094 | 0.25831 | 0.2874 | 0.31762 | 0.3479 | 0.37907 | 0.40857 | 0.43892 | 0.46868 | 0.49796 | 0.52722 | 0.55711 | 0.58327 | 0.61006 |  | 0.00092496 | 0.0017686 | 0.00091778 | 0.0014246 | 0.0021223 | 0.0031312 | 0.00446 | 0.0062893 | 0.0084618 | 0.010894 | 0.013975 | 0.017078 | 0.021115 | 0.024909 | 0.029443 | 0.033787 | 0.038265 | 0.042659 | 0.046997 | 0.050977 | 0.055363 | 0.059988 | 0.064602 | 0.069418 | 0.073294 | 0.077847 | 0.082494 | 0.086835 | 0.091144 | 0.095957 | 0.098542 | 0.1023 |  | 0.00092496 | 0.0017686 | 0.0029238 | 0.0045991 | 0.0069292 | 0.010129 | 0.013774 | 0.018185 | 0.022846 | 0.027825 | 0.034779 | 0.042569 | 0.053044 | 0.063751 | 0.0767 | 0.089954 | 0.1042 | 0.11878 | 0.13378 | 0.1485 | 0.1648 | 0.1826 | 0.20161 | 0.22226 | 0.24209 | 0.26362 | 0.2854 | 0.30751 | 0.33037 | 0.35458 | 0.37577 | 0.39882 |  | 0.00092496 | 0.0017686 | 0.0029238 | 0.0046146 | 0.0070265 | 0.01046 | 0.01461 | 0.02005 | 0.026448 | 0.034127 | 0.045296 | 0.058493 | 0.076698 | 0.096697 | 0.12117 | 0.14674 | 0.17422 | 0.20238 | 0.23094 | 0.25831 | 0.2874 | 0.31762 | 0.3479 | 0.37907 | 0.40857 | 0.43892 | 0.46868 | 0.49796 | 0.52722 | 0.55711 | 0.58327 | 0.61006 |  | 0.00092496 | 0.0066427 | 0.0095382 | 0.014387 | 0.020884 | 0.032978 | 0.05185 | 0.075672 | 0.10342 | 0.135 | 0.17168 | 0.21059 | 0.25271 | 0.29457 | 0.33882 | 0.38287 | 0.4272 | 0.47087 | 0.51358 | 0.55412 | 0.59091 | 0.62205 | 0.64957 | 0.67433 | 0.69389 | 0.71222 | 0.72896 | 0.74576 | 0.76305 | 0.78183 | 0.79661 | 0.81391
Piccadilly |  | 0.00011879 | 0.00022713 | 0.00037548 | 0.00059261 | 0.00090236 | 0.0013433 | 0.0018763 | 0.0025749 | 0.0033965 | 0.0043827 | 0.0063265 | 0.0092243 | 0.01301 | 0.017355 | 0.022517 | 0.028144 | 0.03434 | 0.040853 | 0.047717 | 0.054636 | 0.062219 | 0.070739 | 0.080398 | 0.091295 | 0.10274 | 0.1149 | 0.12703 | 0.13993 | 0.15356 | 0.16773 | 0.18213 | 0.19696 |  | 0.00011879 | 0.00022713 | 0.00011786 | 0.00018296 | 0.00027255 | 0.00040211 | 0.00057277 | 0.00080769 | 0.0010867 | 0.001399 | 0.0017948 | 0.0021932 | 0.0027117 | 0.0031988 | 0.0037811 | 0.0043391 | 0.0049141 | 0.0054784 | 0.0060355 | 0.0065466 | 0.0071098 | 0.0077038 | 0.0082963 | 0.0089149 | 0.0094126 | 0.0099973 | 0.010594 | 0.011152 | 0.011705 | 0.012323 | 0.012655 | 0.013138 |  | 0.00011879 | 0.00022713 | 0.00037548 | 0.00059063 | 0.00088986 | 0.0013008 | 0.0017689 | 0.0023353 | 0.0029339 | 0.0035734 | 0.004976 | 0.0071791 | 0.0099724 | 0.013123 | 0.016806 | 0.020852 | 0.025347 | 0.030118 | 0.035239 | 0.040534 | 0.046474 | 0.0534 | 0.061611 | 0.071156 | 0.081365 | 0.092383 | 0.10349 | 0.11547 | 0.12828 | 0.14172 | 0.15548 | 0.16984 |  | 0.00011879 | 0.00022713 | 0.00037548 | 0.00059261 | 0.00090236 | 0.0013433 | 0.0018763 | 0.0025749 | 0.0033965 | 0.0043827 | 0.0063265 | 0.0092243 | 0.01301 | 0.017355 | 0.022517 | 0.028144 | 0.03434 | 0.040853 | 0.047717 | 0.054636 | 0.062219 | 0.070739 | 0.080398 | 0.091295 | 0.10274 | 0.1149 | 0.12703 | 0.13993 | 0.15356 | 0.16773 | 0.18213 | 0.19696 |  | 0.00011879 | 0.00085307 | 0.0012249 | 0.0035198 | 0.0073817 | 0.017088 | 0.034266 | 0.056223 | 0.082665 | 0.11331 | 0.148 | 0.18535 | 0.2232 | 0.26116 | 0.29953 | 0.33793 | 0.37606 | 0.41336 | 0.44956 | 0.48382 | 0.51243 | 0.53356 | 0.55022 | 0.56289 | 0.57141 | 0.57691 | 0.58024 | 0.58417 | 0.58855 | 0.59344 | 0.59837 | 0.60399
Pimbo |  | 0.0026617 | 0.0050895 | 0.0084135 | 0.013279 | 0.02022 | 0.030099 | 0.042042 | 0.057698 | 0.076107 | 0.098205 | 0.12936 | 0.16503 | 0.21462 | 0.26876 | 0.3353 | 0.40437 | 0.47835 | 0.55381 | 0.62989 | 0.70212 | 0.77848 | 0.85653 | 0.9326 | 1.0091 | 1.0792 | 1.1507 | 1.2204 | 1.2871 | 1.3524 | 1.4186 | 1.4727 | 1.528 |  | 0.0026617 | 0.0050895 | 0.0026411 | 0.0040996 | 0.0061071 | 0.0090104 | 0.012834 | 0.018098 | 0.02435 | 0.031348 | 0.040216 | 0.049144 | 0.060762 | 0.071678 | 0.084725 | 0.097228 | 0.11011 | 0.12276 | 0.13524 | 0.14669 | 0.15931 | 0.17262 | 0.1859 | 0.19976 | 0.21091 | 0.22401 | 0.23739 | 0.24988 | 0.26228 | 0.27613 | 0.28357 | 0.29439 |  | 0.0026617 | 0.0050895 | 0.0084135 | 0.013235 | 0.01994 | 0.029147 | 0.039637 | 0.052329 | 0.065743 | 0.080072 | 0.0991 | 0.1192 | 0.14656 | 0.17395 | 0.20733 | 0.24097 | 0.27684 | 0.31325 | 0.35028 | 0.38614 | 0.42567 | 0.46801 | 0.51162 | 0.55781 | 0.60018 | 0.64628 | 0.69301 | 0.7391 | 0.78594 | 0.83583 | 0.87566 | 0.92018 |  | 0.0026617 | 0.0050895 | 0.0084135 | 0.013279 | 0.02022 | 0.030099 | 0.042042 | 0.057698 | 0.076107 | 0.098205 | 0.12936 | 0.16503 | 0.21462 | 0.26876 | 0.3353 | 0.40437 | 0.47835 | 0.55381 | 0.62989 | 0.70212 | 0.77848 | 0.85653 | 0.9326 | 1.0091 | 1.0792 | 1.1507 | 1.2204 | 1.2871 | 1.3524 | 1.4186 | 1.4727 | 1.528 |  | 0.0026617 | 0.019115 | 0.027447 | 0.038184 | 0.051056 | 0.07011 | 0.095908 | 0.12798 | 0.16374 | 0.20345 | 0.25145 | 0.30144 | 0.36065 | 0.41904 | 0.4843 | 0.54903 | 0.61536 | 0.68146 | 0.74681 | 0.80928 | 0.8712 | 0.93 | 0.98619 | 1.0415 | 1.0885 | 1.1373 | 1.1852 | 1.232 | 1.2792 | 1.33 | 1.368 | 1.4124
Portwood |  | 0.00089529 | 0.0017119 | 0.00283 | 0.0044665 | 0.006801 | 0.010124 | 0.014141 | 0.019407 | 0.025599 | 0.033032 | 0.044747 | 0.059656 | 0.079846 | 0.10236 | 0.12963 | 0.15853 | 0.18987 | 0.22226 | 0.25558 | 0.28811 | 0.3231 | 0.36058 | 0.40015 | 0.44258 | 0.48477 | 0.52883 | 0.57243 | 0.61704 | 0.66295 | 0.71029 | 0.75528 | 0.80151 |  | 0.00089529 | 0.0017119 | 0.00088834 | 0.0013789 | 0.0020542 | 0.0030307 | 0.004317 | 0.0060875 | 0.0081904 | 0.010544 | 0.013527 | 0.01653 | 0.020438 | 0.02411 | 0.028498 | 0.032703 | 0.037038 | 0.041291 | 0.04549 | 0.049342 | 0.053587 | 0.058063 | 0.062529 | 0.067191 | 0.070943 | 0.075349 | 0.079847 | 0.08405 | 0.08822 | 0.092879 | 0.09538 | 0.099022 |  | 0.00089529 | 0.0017119 | 0.00283 | 0.0044516 | 0.0067069 | 0.0098039 | 0.013332 | 0.017601 | 0.022113 | 0.026933 | 0.034568 | 0.044242 | 0.056951 | 0.070466 | 0.086583 | 0.10357 | 0.12209 | 0.14135 | 0.16153 | 0.18183 | 0.20443 | 0.2299 | 0.25855 | 0.2908 | 0.32363 | 0.35915 | 0.39503 | 0.43271 | 0.47241 | 0.51426 | 0.55444 | 0.59705 |  | 0.00089529 | 0.0017119 | 0.00283 | 0.0044665 | 0.006801 | 0.010124 | 0.014141 | 0.019407 | 0.025599 | 0.033032 | 0.044747 | 0.059656 | 0.079846 | 0.10236 | 0.12963 | 0.15853 | 0.18987 | 0.22226 | 0.25558 | 0.28811 | 0.3231 | 0.36058 | 0.40015 | 0.44258 | 0.48477 | 0.52883 | 0.57243 | 0.61704 | 0.66295 | 0.71029 | 0.75528 | 0.80151 |  | 0.00089529 | 0.0064296 | 0.0092322 | 0.016893 | 0.028554 | 0.054767 | 0.099301 | 0.156 | 0.22358 | 0.30147 | 0.39032 | 0.48558 | 0.58406 | 0.68256 | 0.78354 | 0.88441 | 0.98502 | 1.0836 | 1.1796 | 1.2705 | 1.3485 | 1.409 | 1.4589 | 1.4996 | 1.5291 | 1.5524 | 1.5705 | 1.5898 | 1.6103 | 1.6327 | 1.6523 | 1.675
Poulton |  | 0.0025502 | 0.0048762 | 0.0080611 | 0.012723 | 0.019373 | 0.028838 | 0.040281 | 0.05528 | 0.072919 | 0.094091 | 0.12449 | 0.15994 | 0.209 | 0.26276 | 0.32867 | 0.39734 | 0.47105 | 0.54643 | 0.62272 | 0.69553 | 0.77277 | 0.85247 | 0.93146 | 1.012 | 1.0874 | 1.1646 | 1.2402 | 1.3137 | 1.3867 | 1.461 | 1.5245 | 1.5895 |  | 0.0025502 | 0.0048762 | 0.0025304 | 0.0039278 | 0.0058512 | 0.0086329 | 0.012297 | 0.01734 | 0.02333 | 0.030035 | 0.038531 | 0.047085 | 0.058216 | 0.068675 | 0.081176 | 0.093154 | 0.1055 | 0.11761 | 0.12958 | 0.14055 | 0.15264 | 0.16539 | 0.17811 | 0.19139 | 0.20208 | 0.21463 | 0.22744 | 0.23941 | 0.25129 | 0.26456 | 0.27169 | 0.28206 |  | 0.0025502 | 0.0048762 | 0.0080611 | 0.01268 | 0.019104 | 0.027926 | 0.037976 | 0.050137 | 0.062988 | 0.076717 | 0.095492 | 0.11603 | 0.14379 | 0.17193 | 0.20606 | 0.24079 | 0.27799 | 0.31596 | 0.35482 | 0.39279 | 0.43474 | 0.48023 | 0.52813 | 0.57968 | 0.62839 | 0.68129 | 0.73485 | 0.78866 | 0.84395 | 0.90264 | 0.95243 | 1.0071 |  | 0.0025502 | 0.0048762 | 0.0080611 | 0.012723 | 0.019373 | 0.028838 | 0.040281 | 0.05528 | 0.072919 | 0.094091 | 0.12449 | 0.15994 | 0.209 | 0.26276 | 0.32867 | 0.39734 | 0.47105 | 0.54643 | 0.62272 | 0.69553 | 0.77277 | 0.85247 | 0.93146 | 1.012 | 1.0874 | 1.1646 | 1.2402 | 1.3137 | 1.3867 | 1.461 | 1.5245 | 1.5895 |  | 0.0025502 | 0.018314 | 0.026297 | 0.038367 | 0.053926 | 0.080871 | 0.1213 | 0.17214 | 0.2307 | 0.29693 | 0.37464 | 0.45668 | 0.54754 | 0.63765 | 0.73435 | 0.8305 | 0.92774 | 1.0238 | 1.1181 | 1.2077 | 1.2912 | 1.3644 | 1.4308 | 1.4925 | 1.5426 | 1.5914 | 1.6374 | 1.683 | 1.7296 | 1.78 | 1.8189 | 1.8644
Poynton |  | 0.0014333 | 0.0027406 | 0.0045306 | 0.0071506 | 0.010888 | 0.016208 | 0.022639 | 0.03107 | 0.040983 | 0.052883 | 0.069938 | 0.089795 | 0.11729 | 0.1474 | 0.18433 | 0.2228 | 0.26408 | 0.30628 | 0.34898 | 0.38972 | 0.43292 | 0.47746 | 0.52154 | 0.56644 | 0.60836 | 0.65131 | 0.69331 | 0.73415 | 0.7746 | 0.8158 | 0.85087 | 0.88676 |  | 0.0014333 | 0.0027406 | 0.0014222 | 0.0022076 | 0.0032886 | 0.004852 | 0.0069112 | 0.0097458 | 0.013112 | 0.016881 | 0.021656 | 0.026464 | 0.03272 | 0.038598 | 0.045624 | 0.052356 | 0.059295 | 0.066104 | 0.072827 | 0.078993 | 0.085789 | 0.092956 | 0.10011 | 0.10757 | 0.11358 | 0.12063 | 0.12783 | 0.13456 | 0.14124 | 0.14869 | 0.1527 | 0.15853 |  | 0.0014333 | 0.0027406 | 0.0045306 | 0.0071267 | 0.010737 | 0.015695 | 0.021344 | 0.028179 | 0.035402 | 0.043118 | 0.053641 | 0.065118 | 0.080635 | 0.096351 | 0.11542 | 0.13481 | 0.15557 | 0.17675 | 0.19841 | 0.21957 | 0.24294 | 0.26825 | 0.29485 | 0.32344 | 0.35039 | 0.37966 | 0.40929 | 0.43903 | 0.46956 | 0.50197 | 0.52935 | 0.55944 |  | 0.0014333 | 0.0027406 | 0.0045306 | 0.0071506 | 0.010888 | 0.016208 | 0.022639 | 0.03107 | 0.040983 | 0.052883 | 0.069938 | 0.089795 | 0.11729 | 0.1474 | 0.18433 | 0.2228 | 0.26408 | 0.30628 | 0.34898 | 0.38972 | 0.43292 | 0.47746 | 0.52154 | 0.56644 | 0.60836 | 0.65131 | 0.69331 | 0.73415 | 0.7746 | 0.8158 | 0.85087 | 0.88676 |  | 0.0014333 | 0.010293 | 0.01478 | 0.021469 | 0.030043 | 0.04471 | 0.066567 | 0.094038 | 0.12563 | 0.16135 | 0.20334 | 0.24767 | 0.29699 | 0.34593 | 0.3986 | 0.451 | 0.50408 | 0.5566 | 0.60818 | 0.65729 | 0.70329 | 0.74396 | 0.78106 | 0.81571 | 0.84401 | 0.87178 | 0.89802 | 0.92398 | 0.9504 | 0.97893 | 1.0009 | 1.0265
Preesall |  | 0.001909 | 0.0036502 | 0.0060342 | 0.0095238 | 0.014502 | 0.021587 | 0.030153 | 0.041381 | 0.054584 | 0.070433 | 0.09326 | 0.11997 | 0.15691 | 0.1974 | 0.24702 | 0.29876 | 0.35432 | 0.41115 | 0.46871 | 0.5237 | 0.58205 | 0.64237 | 0.70233 | 0.76364 | 0.82115 | 0.88016 | 0.93791 | 0.99431 | 1.0504 | 1.1075 | 1.1566 | 1.2069 |  | 0.001909 | 0.0036502 | 0.0018942 | 0.0029403 | 0.00438 | 0.0064623 | 0.0092049 | 0.01298 | 0.017464 | 0.022483 | 0.028843 | 0.035246 | 0.043579 | 0.051408 | 0.060766 | 0.069732 | 0.078974 | 0.088043 | 0.096996 | 0.10521 | 0.11426 | 0.12381 | 0.13333 | 0.14327 | 0.15127 | 0.16066 | 0.17026 | 0.17922 | 0.18811 | 0.19804 | 0.20338 | 0.21114 |  | 0.001909 | 0.0036502 | 0.0060342 | 0.0094919 | 0.014301 | 0.020904 | 0.028428 | 0.037531 | 0.047151 | 0.057428 | 0.071555 | 0.087103 | 0.10809 | 0.1294 | 0.15524 | 0.18157 | 0.20979 | 0.23863 | 0.26817 | 0.29708 | 0.32902 | 0.36372 | 0.40041 | 0.43999 | 0.47756 | 0.51836 | 0.55965 | 0.60126 | 0.64407 | 0.68951 | 0.72838 | 0.77093 |  | 0.001909 | 0.0036502 | 0.0060342 | 0.0095238 | 0.014502 | 0.021587 | 0.030153 | 0.041381 | 0.054584 | 0.070433 | 0.09326 | 0.11997 | 0.15691 | 0.1974 | 0.24702 | 0.29876 | 0.35432 | 0.41115 | 0.46871 | 0.5237 | 0.58205 | 0.64237 | 0.70233 | 0.76364 | 0.82115 | 0.88016 | 0.93791 | 0.99431 | 1.0504 | 1.1075 | 1.1566 | 1.2069 |  | 0.001909 | 0.01371 | 0.019685 | 0.028959 | 0.041038 | 0.062403 | 0.094843 | 0.13567 | 0.18285 | 0.23631 | 0.29882 | 0.3649 | 0.43756 | 0.50965 | 0.58664 | 0.6632 | 0.7405 | 0.8168 | 0.89154 | 0.96255 | 1.0281 | 1.085 | 1.1363 | 1.1834 | 1.2213 | 1.258 | 1.2922 | 1.3263 | 1.3612 | 1.399 | 1.4283 | 1.4626
Preston East |  | 2.4014 | 2.4027 | 2.4044 | 2.407 | 2.4106 | 2.4158 | 2.422 | 2.4302 | 2.4398 | 2.4514 | 2.468 | 2.4873 | 2.5141 | 2.5434 | 2.5793 | 2.6168 | 2.6569 | 2.698 | 2.7396 | 2.7792 | 2.8213 | 2.8647 | 2.9076 | 2.9514 | 2.9923 | 3.0343 | 3.0753 | 3.1152 | 3.1547 | 3.195 | 3.2293 | 3.2645 |  | 2.4014 | 2.4027 | 2.4014 | 2.4021 | 2.4032 | 2.4047 | 2.4067 | 2.4095 | 2.4127 | 2.4164 | 2.4211 | 2.4257 | 2.4318 | 2.4375 | 2.4444 | 2.4509 | 2.4576 | 2.4643 | 2.4708 | 2.4768 | 2.4834 | 2.4904 | 2.4973 | 2.5046 | 2.5104 | 2.5173 | 2.5243 | 2.5308 | 2.5373 | 2.5446 | 2.5485 | 2.5541 |  | 2.4014 | 2.4027 | 2.4044 | 2.4069 | 2.4104 | 2.4153 | 2.4208 | 2.4274 | 2.4344 | 2.4419 | 2.4522 | 2.4633 | 2.4784 | 2.4938 | 2.5123 | 2.5312 | 2.5514 | 2.5721 | 2.5932 | 2.6138 | 2.6366 | 2.6613 | 2.6872 | 2.7152 | 2.7415 | 2.7701 | 2.7991 | 2.8282 | 2.8581 | 2.8899 | 2.9167 | 2.9462 |  | 2.4014 | 2.4027 | 2.4044 | 2.407 | 2.4106 | 2.4158 | 2.422 | 2.4302 | 2.4398 | 2.4514 | 2.468 | 2.4873 | 2.5141 | 2.5434 | 2.5793 | 2.6168 | 2.6569 | 2.698 | 2.7396 | 2.7792 | 2.8213 | 2.8647 | 2.9076 | 2.9514 | 2.9923 | 3.0343 | 3.0753 | 3.1152 | 3.1547 | 3.195 | 3.2293 | 3.2645 |  | 2.4014 | 2.41 | 2.4144 | 2.4209 | 2.4293 | 2.4437 | 2.4653 | 2.4924 | 2.5236 | 2.5589 | 2.6004 | 2.6441 | 2.6927 | 2.7409 | 2.7927 | 2.8442 | 2.8963 | 2.9478 | 2.9984 | 3.0466 | 3.0915 | 3.1311 | 3.1671 | 3.2007 | 3.228 | 3.2548 | 3.28 | 3.305 | 3.3305 | 3.3581 | 3.3794 | 3.4042
Preston Old Rd |  | 0.001068 | 0.002042 | 0.0033758 | 0.0053279 | 0.0081127 | 0.012077 | 0.016869 | 0.02315 | 0.030536 | 0.039403 | 0.052232 | 0.067314 | 0.088145 | 0.11101 | 0.139 | 0.16822 | 0.19961 | 0.23175 | 0.26432 | 0.29548 | 0.32857 | 0.36285 | 0.39704 | 0.4321 | 0.46512 | 0.49903 | 0.53224 | 0.56478 | 0.59718 | 0.63025 | 0.6589 | 0.68824 |  | 0.001068 | 0.002042 | 0.0010597 | 0.0016449 | 0.0024503 | 0.0036152 | 0.0051495 | 0.0072616 | 0.0097699 | 0.012578 | 0.016136 | 0.019718 | 0.024379 | 0.028759 | 0.033994 | 0.03901 | 0.044181 | 0.049254 | 0.054263 | 0.058858 | 0.063921 | 0.069261 | 0.074589 | 0.080149 | 0.084625 | 0.089881 | 0.095246 | 0.10026 | 0.10523 | 0.11079 | 0.11378 | 0.11812 |  | 0.001068 | 0.002042 | 0.0033758 | 0.0053101 | 0.0080004 | 0.011695 | 0.015903 | 0.020996 | 0.026378 | 0.032127 | 0.04009 | 0.048928 | 0.060835 | 0.072968 | 0.087658 | 0.10266 | 0.11876 | 0.13523 | 0.15213 | 0.1687 | 0.18702 | 0.20696 | 0.22813 | 0.25104 | 0.27291 | 0.29663 | 0.32063 | 0.34489 | 0.3699 | 0.39642 | 0.41934 | 0.44435 |  | 0.001068 | 0.002042 | 0.0033758 | 0.0053279 | 0.0081127 | 0.012077 | 0.016869 | 0.02315 | 0.030536 | 0.039403 | 0.052232 | 0.067314 | 0.088145 | 0.11101 | 0.139 | 0.16822 | 0.19961 | 0.23175 | 0.26432 | 0.29548 | 0.32857 | 0.36285 | 0.39704 | 0.4321 | 0.46512 | 0.49903 | 0.53224 | 0.56478 | 0.59718 | 0.63025 | 0.6589 | 0.68824 |  | 0.001068 | 0.0076696 | 0.011013 | 0.016395 | 0.023505 | 0.03635 | 0.056093 | 0.080981 | 0.10986 | 0.14265 | 0.18088 | 0.22138 | 0.26556 | 0.30946 | 0.35612 | 0.40256 | 0.44938 | 0.49557 | 0.54077 | 0.58371 | 0.62308 | 0.65687 | 0.68705 | 0.71455 | 0.73651 | 0.75743 | 0.77678 | 0.7961 | 0.8159 | 0.83738 | 0.85412 | 0.87372
Prestwich |  | 0.0020591 | 0.0039371 | 0.0065086 | 0.010272 | 0.015642 | 0.023284 | 0.032523 | 0.044634 | 0.058875 | 0.07597 | 0.10069 | 0.12972 | 0.16983 | 0.21385 | 0.26775 | 0.324 | 0.38443 | 0.44628 | 0.50897 | 0.56894 | 0.63262 | 0.69856 | 0.76431 | 0.83171 | 0.89515 | 0.96031 | 1.0241 | 1.0866 | 1.1489 | 1.2124 | 1.2674 | 1.3237 |  | 0.0020591 | 0.0039371 | 0.0020431 | 0.0031714 | 0.0047243 | 0.0069703 | 0.0099285 | 0.014001 | 0.018837 | 0.02425 | 0.031111 | 0.038017 | 0.047004 | 0.055449 | 0.065542 | 0.075214 | 0.085182 | 0.094963 | 0.10462 | 0.11348 | 0.12324 | 0.13354 | 0.14381 | 0.15453 | 0.16316 | 0.17329 | 0.18364 | 0.1933 | 0.2029 | 0.21361 | 0.21936 | 0.22774 |  | 0.0020591 | 0.0039371 | 0.0065086 | 0.010238 | 0.015425 | 0.022548 | 0.030662 | 0.040481 | 0.050857 | 0.061942 | 0.077275 | 0.094271 | 0.11718 | 0.1405 | 0.16875 | 0.19759 | 0.22854 | 0.26019 | 0.29267 | 0.3245 | 0.3597 | 0.39801 | 0.43865 | 0.48262 | 0.52456 | 0.57007 | 0.61612 | 0.66267 | 0.71065 | 0.76154 | 0.80548 | 0.85347 |  | 0.0020591 | 0.0039371 | 0.0065086 | 0.010272 | 0.015642 | 0.023284 | 0.032523 | 0.044634 | 0.058875 | 0.07597 | 0.10069 | 0.12972 | 0.16983 | 0.21385 | 0.26775 | 0.324 | 0.38443 | 0.44628 | 0.50897 | 0.56894 | 0.63262 | 0.69856 | 0.76431 | 0.83171 | 0.89515 | 0.96031 | 1.0241 | 1.0866 | 1.1489 | 1.2124 | 1.2674 | 1.3237 |  | 0.0020591 | 0.014787 | 0.021233 | 0.031549 | 0.045148 | 0.069649 | 0.10725 | 0.15466 | 0.20965 | 0.27213 | 0.34503 | 0.42227 | 0.50671 | 0.59064 | 0.67997 | 0.76891 | 0.85869 | 0.94734 | 1.0342 | 1.1168 | 1.1928 | 1.2582 | 1.3168 | 1.3704 | 1.4134 | 1.4544 | 1.4925 | 1.5304 | 1.5691 | 1.611 | 1.6437 | 1.6818
Pringle St |  | 0.0031515 | 0.006026 | 0.0099617 | 0.015722 | 0.02394 | 0.035637 | 0.049778 | 0.068314 | 0.090111 | 0.11628 | 0.15344 | 0.1963 | 0.25579 | 0.32082 | 0.40068 | 0.48369 | 0.57269 | 0.66357 | 0.75533 | 0.84265 | 0.93509 | 1.0299 | 1.123 | 1.2172 | 1.3043 | 1.3932 | 1.48 | 1.5638 | 1.6462 | 1.7299 | 1.7997 | 1.871 |  | 0.0031515 | 0.006026 | 0.003127 | 0.0048539 | 0.0072308 | 0.010668 | 0.015196 | 0.021428 | 0.028831 | 0.037116 | 0.047616 | 0.058187 | 0.071942 | 0.084867 | 0.10032 | 0.11512 | 0.13037 | 0.14535 | 0.16013 | 0.17369 | 0.18863 | 0.20439 | 0.22011 | 0.23652 | 0.24972 | 0.26523 | 0.28107 | 0.29586 | 0.31054 | 0.32694 | 0.33574 | 0.34856 |  | 0.0031515 | 0.006026 | 0.0099617 | 0.01567 | 0.023609 | 0.03451 | 0.04693 | 0.061958 | 0.077839 | 0.094805 | 0.1176 | 0.14204 | 0.1752 | 0.20857 | 0.24916 | 0.29023 | 0.3341 | 0.37875 | 0.42427 | 0.46854 | 0.51737 | 0.56993 | 0.62459 | 0.68288 | 0.73705 | 0.79593 | 0.85557 | 0.91489 | 0.97545 | 1.0399 | 1.0927 | 1.1513 |  | 0.0031515 | 0.006026 | 0.0099617 | 0.015722 | 0.02394 | 0.035637 | 0.049778 | 0.068314 | 0.090111 | 0.11628 | 0.15344 | 0.1963 | 0.25579 | 0.32082 | 0.40068 | 0.48369 | 0.57269 | 0.66357 | 0.75533 | 0.84265 | 0.93509 | 1.0299 | 1.123 | 1.2172 | 1.3043 | 1.3932 | 1.48 | 1.5638 | 1.6462 | 1.7299 | 1.7997 | 1.871 |  | 0.0031515 | 0.022633 | 0.032498 | 0.046094 | 0.062936 | 0.089759 | 0.128 | 0.17583 | 0.23008 | 0.29095 | 0.36338 | 0.43938 | 0.52634 | 0.61237 | 0.70657 | 0.80015 | 0.89545 | 0.99006 | 1.0832 | 1.1721 | 1.2576 | 1.3359 | 1.409 | 1.4792 | 1.5377 | 1.5969 | 1.654 | 1.71 | 1.7669 | 1.828 | 1.8744 | 1.9285
Queens Park |  | 0.0026965 | 0.0051561 | 0.0085236 | 0.013453 | 0.020484 | 0.030493 | 0.042592 | 0.058453 | 0.077103 | 0.09949 | 0.13112 | 0.1674 | 0.21783 | 0.27289 | 0.34056 | 0.41082 | 0.4861 | 0.56292 | 0.64039 | 0.71399 | 0.79183 | 0.87147 | 0.94921 | 1.0275 | 1.0995 | 1.1728 | 1.2443 | 1.3129 | 1.3801 | 1.4483 | 1.5044 | 1.5616 |  | 0.0026965 | 0.0051561 | 0.0026756 | 0.0041532 | 0.006187 | 0.0091283 | 0.013002 | 0.018335 | 0.024669 | 0.031758 | 0.040743 | 0.049787 | 0.061557 | 0.072616 | 0.085834 | 0.0985 | 0.11155 | 0.12436 | 0.13701 | 0.14861 | 0.1614 | 0.17488 | 0.18833 | 0.20237 | 0.21367 | 0.22695 | 0.24049 | 0.25315 | 0.26571 | 0.27974 | 0.28728 | 0.29825 |  | 0.0026965 | 0.0051561 | 0.0085236 | 0.013408 | 0.020201 | 0.029529 | 0.040155 | 0.053014 | 0.066603 | 0.081119 | 0.10046 | 0.12097 | 0.14887 | 0.17685 | 0.21092 | 0.24529 | 0.28196 | 0.31921 | 0.35712 | 0.39388 | 0.43441 | 0.47786 | 0.52273 | 0.57032 | 0.61413 | 0.66176 | 0.71003 | 0.75773 | 0.80626 | 0.85793 | 0.89948 | 0.94581 |  | 0.0026965 | 0.0051561 | 0.0085236 | 0.013453 | 0.020484 | 0.030493 | 0.042592 | 0.058453 | 0.077103 | 0.09949 | 0.13112 | 0.1674 | 0.21783 | 0.27289 | 0.34056 | 0.41082 | 0.4861 | 0.56292 | 0.64039 | 0.71399 | 0.79183 | 0.87147 | 0.94921 | 1.0275 | 1.0995 | 1.1728 | 1.2443 | 1.3129 | 1.3801 | 1.4483 | 1.5044 | 1.5616 |  | 0.0026965 | 0.019365 | 0.027807 | 0.038893 | 0.052312 | 0.072549 | 0.10034 | 0.13496 | 0.17375 | 0.21698 | 0.26898 | 0.32327 | 0.38692 | 0.44975 | 0.51955 | 0.58884 | 0.65971 | 0.73026 | 0.79994 | 0.86651 | 0.93194 | 0.9935 | 1.052 | 1.1091 | 1.1574 | 1.2073 | 1.256 | 1.3036 | 1.3517 | 1.4034 | 1.4423 | 1.4876
Radcliffe |  | 0.0037287 | 0.0071296 | 0.011786 | 0.018602 | 0.028325 | 0.042165 | 0.058895 | 0.080826 | 0.10662 | 0.13757 | 0.18197 | 0.23369 | 0.30529 | 0.38372 | 0.47989 | 0.58007 | 0.68759 | 0.79753 | 0.90876 | 1.0149 | 1.1274 | 1.2435 | 1.3585 | 1.4756 | 1.585 | 1.6971 | 1.8067 | 1.9134 | 2.0191 | 2.1267 | 2.2184 | 2.3122 |  | 0.0037287 | 0.0071296 | 0.0036998 | 0.005743 | 0.0085552 | 0.012622 | 0.017979 | 0.025353 | 0.034111 | 0.043914 | 0.056337 | 0.068844 | 0.085119 | 0.10041 | 0.11869 | 0.1362 | 0.15425 | 0.17197 | 0.18946 | 0.2055 | 0.22318 | 0.24182 | 0.26042 | 0.27984 | 0.29546 | 0.31381 | 0.33255 | 0.35005 | 0.36742 | 0.38682 | 0.39724 | 0.41241 |  | 0.0037287 | 0.0071296 | 0.011786 | 0.01854 | 0.027933 | 0.040831 | 0.055526 | 0.073306 | 0.092096 | 0.11217 | 0.13957 | 0.16949 | 0.20994 | 0.25091 | 0.30063 | 0.35117 | 0.40531 | 0.46054 | 0.51706 | 0.57225 | 0.63321 | 0.69926 | 0.76873 | 0.84343 | 0.9139 | 0.99043 | 1.0679 | 1.1457 | 1.2255 | 1.3103 | 1.382 | 1.4607 |  | 0.0037287 | 0.0071296 | 0.011786 | 0.018602 | 0.028325 | 0.042165 | 0.058895 | 0.080826 | 0.10662 | 0.13757 | 0.18197 | 0.23369 | 0.30529 | 0.38372 | 0.47989 | 0.58007 | 0.68759 | 0.79753 | 0.90876 | 1.0149 | 1.1274 | 1.2435 | 1.3585 | 1.4756 | 1.585 | 1.6971 | 1.8067 | 1.9134 | 2.0191 | 2.1267 | 2.2184 | 2.3122 |  | 0.0037287 | 0.026778 | 0.03845 | 0.055939 | 0.0784 | 0.11702 | 0.17473 | 0.24725 | 0.33065 | 0.42491 | 0.53556 | 0.65229 | 0.78185 | 0.91027 | 1.0483 | 1.1854 | 1.3241 | 1.4611 | 1.5955 | 1.7233 | 1.8425 | 1.9473 | 2.0425 | 2.1312 | 2.2032 | 2.2738 | 2.3404 | 2.4065 | 2.474 | 2.5471 | 2.6033 | 2.6691
Randal St |  | 0.0028271 | 0.0054057 | 0.0089363 | 0.014104 | 0.021476 | 0.031969 | 0.044654 | 0.061282 | 0.080836 | 0.10431 | 0.13805 | 0.17747 | 0.23201 | 0.29179 | 0.36505 | 0.44141 | 0.5234 | 0.60727 | 0.69217 | 0.77326 | 0.85929 | 0.94811 | 1.0362 | 1.1262 | 1.2104 | 1.2968 | 1.3813 | 1.4636 | 1.5454 | 1.6287 | 1.7 | 1.773 |  | 0.0028271 | 0.0054057 | 0.0028051 | 0.0043543 | 0.0064865 | 0.0095702 | 0.013632 | 0.019223 | 0.025863 | 0.033296 | 0.042715 | 0.052198 | 0.064537 | 0.076131 | 0.089989 | 0.10327 | 0.11695 | 0.13038 | 0.14364 | 0.15581 | 0.16921 | 0.18335 | 0.19745 | 0.21217 | 0.22402 | 0.23793 | 0.25214 | 0.26541 | 0.27858 | 0.29329 | 0.30119 | 0.31269 |  | 0.0028271 | 0.0054057 | 0.0089363 | 0.014057 | 0.021179 | 0.030958 | 0.042099 | 0.055581 | 0.069827 | 0.085047 | 0.10591 | 0.1288 | 0.15971 | 0.19109 | 0.22913 | 0.26786 | 0.30938 | 0.35177 | 0.39519 | 0.43765 | 0.48456 | 0.53545 | 0.5891 | 0.6469 | 0.7016 | 0.76098 | 0.82109 | 0.88155 | 0.9437 | 1.0097 | 1.0658 | 1.1274 |  | 0.0028271 | 0.0054057 | 0.0089363 | 0.014104 | 0.021476 | 0.031969 | 0.044654 | 0.061282 | 0.080836 | 0.10431 | 0.13805 | 0.17747 | 0.23201 | 0.29179 | 0.36505 | 0.44141 | 0.5234 | 0.60727 | 0.69217 | 0.77326 | 0.85929 | 0.94811 | 1.0362 | 1.1262 | 1.2104 | 1.2968 | 1.3813 | 1.4636 | 1.5454 | 1.6287 | 1.7 | 1.773 |  | 0.0028271 | 0.020303 | 0.029153 | 0.0427 | 0.060253 | 0.090806 | 0.13682 | 0.19474 | 0.26158 | 0.33732 | 0.42614 | 0.52006 | 0.62389 | 0.72703 | 0.83759 | 0.94768 | 1.0591 | 1.1693 | 1.2774 | 1.3804 | 1.4762 | 1.5603 | 1.6365 | 1.7072 | 1.7647 | 1.8204 | 1.8728 | 1.9246 | 1.9774 | 2.0344 | 2.0784 | 2.1297
Rawtenstall Rd |  | 0.0028699 | 0.0054875 | 0.0090716 | 0.014318 | 0.021801 | 0.032453 | 0.04533 | 0.06221 | 0.08206 | 0.10589 | 0.13989 | 0.1793 | 0.23393 | 0.29371 | 0.36706 | 0.44339 | 0.52527 | 0.60893 | 0.69348 | 0.77406 | 0.85943 | 0.94725 | 1.0338 | 1.1217 | 1.2034 | 1.287 | 1.3687 | 1.4478 | 1.526 | 1.6055 | 1.6725 | 1.741 |  | 0.0028699 | 0.0054875 | 0.0028476 | 0.0044202 | 0.0065847 | 0.0097151 | 0.013838 | 0.019514 | 0.026255 | 0.0338 | 0.043362 | 0.052988 | 0.065514 | 0.077284 | 0.091352 | 0.10483 | 0.11873 | 0.13236 | 0.14582 | 0.15817 | 0.17177 | 0.18612 | 0.20044 | 0.21538 | 0.22741 | 0.24154 | 0.25595 | 0.26942 | 0.28279 | 0.29773 | 0.30575 | 0.31742 |  | 0.0028699 | 0.0054875 | 0.0090716 | 0.01427 | 0.021499 | 0.031427 | 0.042737 | 0.056422 | 0.070884 | 0.086334 | 0.10726 | 0.12989 | 0.16053 | 0.19148 | 0.22908 | 0.26721 | 0.308 | 0.34956 | 0.39201 | 0.43337 | 0.47903 | 0.52834 | 0.57993 | 0.63517 | 0.68691 | 0.74312 | 0.80004 | 0.85694 | 0.91519 | 0.9771 | 1.0287 | 1.0856 |  | 0.0028699 | 0.0054875 | 0.0090716 | 0.014318 | 0.021801 | 0.032453 | 0.04533 | 0.06221 | 0.08206 | 0.10589 | 0.13989 | 0.1793 | 0.23393 | 0.29371 | 0.36706 | 0.44339 | 0.52527 | 0.60893 | 0.69348 | 0.77406 | 0.85943 | 0.94725 | 1.0338 | 1.1217 | 1.2034 | 1.287 | 1.3687 | 1.4478 | 1.526 | 1.6055 | 1.6725 | 1.741 |  | 0.0028699 | 0.02061 | 0.029594 | 0.0425 | 0.058786 | 0.08581 | 0.12535 | 0.17492 | 0.23159 | 0.29542 | 0.37081 | 0.45016 | 0.53943 | 0.62783 | 0.72364 | 0.81884 | 0.91542 | 1.0111 | 1.105 | 1.1945 | 1.2792 | 1.3551 | 1.425 | 1.491 | 1.5453 | 1.5994 | 1.6511 | 1.702 | 1.7539 | 1.8099 | 1.8526 | 1.9026
Reddish Vale |  | 0.0030623 | 0.0058555 | 0.0096799 | 0.015278 | 0.023263 | 0.034629 | 0.04837 | 0.066382 | 0.087562 | 0.11299 | 0.149 | 0.19042 | 0.24796 | 0.31082 | 0.38804 | 0.46826 | 0.55424 | 0.642 | 0.73057 | 0.81477 | 0.90387 | 0.99516 | 1.0845 | 1.1747 | 1.2579 | 1.3428 | 1.4256 | 1.5052 | 1.5834 | 1.6628 | 1.7286 | 1.7957 |  | 0.0030623 | 0.0058555 | 0.0030386 | 0.0047166 | 0.0070263 | 0.010367 | 0.014766 | 0.020822 | 0.028015 | 0.036066 | 0.046269 | 0.056541 | 0.069907 | 0.082466 | 0.097477 | 0.11186 | 0.12669 | 0.14123 | 0.1556 | 0.16877 | 0.18329 | 0.1986 | 0.21388 | 0.22983 | 0.24266 | 0.25773 | 0.27312 | 0.28749 | 0.30176 | 0.31769 | 0.32625 | 0.3387 |  | 0.0030623 | 0.0058555 | 0.0096799 | 0.015227 | 0.022941 | 0.033534 | 0.045602 | 0.060206 | 0.075638 | 0.092123 | 0.11418 | 0.1377 | 0.16965 | 0.20175 | 0.24081 | 0.28027 | 0.3224 | 0.36524 | 0.40887 | 0.45124 | 0.49796 | 0.54816 | 0.60019 | 0.65553 | 0.70672 | 0.76238 | 0.81878 | 0.8747 | 0.93169 | 0.99233 | 1.0416 | 1.0964 |  | 0.0030623 | 0.0058555 | 0.0096799 | 0.015278 | 0.023263 | 0.034629 | 0.04837 | 0.066382 | 0.087562 | 0.11299 | 0.149 | 0.19042 | 0.24796 | 0.31082 | 0.38804 | 0.46826 | 0.55424 | 0.642 | 0.73057 | 0.81477 | 0.90387 | 0.99516 | 1.0845 | 1.1747 | 1.2579 | 1.3428 | 1.4256 | 1.5052 | 1.5834 | 1.6628 | 1.7286 | 1.7957 |  | 0.0030623 | 0.021992 | 0.031579 | 0.044477 | 0.060274 | 0.084822 | 0.11924 | 0.1622 | 0.21065 | 0.26482 | 0.32956 | 0.3973 | 0.47564 | 0.55302 | 0.63827 | 0.7229 | 0.8092 | 0.89494 | 0.97944 | 1.0601 | 1.1383 | 1.2108 | 1.279 | 1.3449 | 1.4002 | 1.4568 | 1.5117 | 1.5656 | 1.6201 | 1.6789 | 1.7231 | 1.7749
Ribblesdale T14 |  | 0.00093985 | 0.0017971 | 0.0029708 | 0.0046888 | 0.0071395 | 0.010628 | 0.014845 | 0.020373 | 0.026873 | 0.034676 | 0.045936 | 0.059139 | 0.077387 | 0.097402 | 0.12192 | 0.1475 | 0.17496 | 0.20308 | 0.23155 | 0.25878 | 0.28768 | 0.31757 | 0.34732 | 0.37778 | 0.40639 | 0.43576 | 0.4645 | 0.4926 | 0.52056 | 0.54906 | 0.57364 | 0.5988 |  | 0.00093985 | 0.0017971 | 0.00093255 | 0.0014476 | 0.0021564 | 0.0031816 | 0.0045318 | 0.0063905 | 0.008598 | 0.011069 | 0.0142 | 0.017353 | 0.021455 | 0.025309 | 0.029916 | 0.034331 | 0.038881 | 0.043346 | 0.047754 | 0.051797 | 0.056253 | 0.060953 | 0.065641 | 0.070535 | 0.074474 | 0.079099 | 0.083821 | 0.088233 | 0.092611 | 0.097501 | 0.10013 | 0.10395 |  | 0.00093985 | 0.0017971 | 0.0029708 | 0.0046731 | 0.0070407 | 0.010292 | 0.013996 | 0.018477 | 0.023214 | 0.028273 | 0.035251 | 0.042958 | 0.053352 | 0.063925 | 0.076735 | 0.089799 | 0.10381 | 0.11814 | 0.13282 | 0.14721 | 0.1631 | 0.18038 | 0.19868 | 0.21844 | 0.23724 | 0.25763 | 0.27827 | 0.29909 | 0.32053 | 0.34328 | 0.36281 | 0.38417 |  | 0.00093985 | 0.0017971 | 0.0029708 | 0.0046888 | 0.0071395 | 0.010628 | 0.014845 | 0.020373 | 0.026873 | 0.034676 | 0.045936 | 0.059139 | 0.077387 | 0.097402 | 0.12192 | 0.1475 | 0.17496 | 0.20308 | 0.23155 | 0.25878 | 0.28768 | 0.31757 | 0.34732 | 0.37778 | 0.40639 | 0.43576 | 0.4645 | 0.4926 | 0.52056 | 0.54906 | 0.57364 | 0.5988 |  | 0.00093985 | 0.0067496 | 0.0096916 | 0.014331 | 0.02041 | 0.03124 | 0.047757 | 0.068562 | 0.092647 | 0.11997 | 0.15188 | 0.18564 | 0.22266 | 0.25942 | 0.2986 | 0.33759 | 0.37694 | 0.41578 | 0.45383 | 0.48997 | 0.52328 | 0.55209 | 0.57794 | 0.60166 | 0.6207 | 0.63899 | 0.65603 | 0.67299 | 0.69035 | 0.70917 | 0.72379 | 0.74089
Ribbleton |  | 0.0016566 | 0.0031676 | 0.0052365 | 0.0082647 | 0.012585 | 0.018733 | 0.026167 | 0.03591 | 0.047368 | 0.061122 | 0.080767 | 0.10356 | 0.13515 | 0.16972 | 0.21213 | 0.25628 | 0.30364 | 0.35204 | 0.40097 | 0.44761 | 0.49703 | 0.5479 | 0.59809 | 0.64909 | 0.69655 | 0.74513 | 0.7926 | 0.83863 | 0.88413 | 0.93042 | 0.96955 | 1.0096 |  | 0.0016566 | 0.0031676 | 0.0016438 | 0.0025516 | 0.003801 | 0.005608 | 0.007988 | 0.011264 | 0.015155 | 0.019511 | 0.02503 | 0.030587 | 0.037817 | 0.044612 | 0.052732 | 0.060514 | 0.068534 | 0.076403 | 0.084173 | 0.091301 | 0.099156 | 0.10744 | 0.1157 | 0.12433 | 0.13127 | 0.13942 | 0.14775 | 0.15552 | 0.16324 | 0.17186 | 0.17649 | 0.18323 |  | 0.0016566 | 0.0031676 | 0.0052365 | 0.0082371 | 0.01241 | 0.018141 | 0.02467 | 0.032569 | 0.040918 | 0.049836 | 0.061932 | 0.075038 | 0.092782 | 0.11071 | 0.13249 | 0.15458 | 0.17823 | 0.20232 | 0.22694 | 0.25094 | 0.27744 | 0.30609 | 0.33608 | 0.36823 | 0.39839 | 0.43116 | 0.46434 | 0.49754 | 0.53156 | 0.5677 | 0.59793 | 0.63125 |  | 0.0016566 | 0.0031676 | 0.0052365 | 0.0082647 | 0.012585 | 0.018733 | 0.026167 | 0.03591 | 0.047368 | 0.061122 | 0.080767 | 0.10356 | 0.13515 | 0.16972 | 0.21213 | 0.25628 | 0.30364 | 0.35204 | 0.40097 | 0.44761 | 0.49703 | 0.5479 | 0.59809 | 0.64909 | 0.69655 | 0.74513 | 0.7926 | 0.83863 | 0.88413 | 0.93042 | 0.96955 | 1.0096 |  | 0.0016566 | 0.011897 | 0.017083 | 0.024594 | 0.034104 | 0.050009 | 0.073387 | 0.10272 | 0.1363 | 0.17417 | 0.21885 | 0.26592 | 0.31873 | 0.37106 | 0.42769 | 0.48398 | 0.54108 | 0.59762 | 0.65318 | 0.70609 | 0.75605 | 0.8007 | 0.84172 | 0.88039 | 0.91216 | 0.94369 | 0.97372 | 1.0033 | 1.0335 | 1.066 | 1.0909 | 1.12
Ringley |  | 0.00086619 | 0.0016562 | 0.002738 | 0.0043213 | 0.00658 | 0.009795 | 0.013682 | 0.018776 | 0.024767 | 0.031958 | 0.04225 | 0.054213 | 0.070785 | 0.088929 | 0.11118 | 0.13436 | 0.15922 | 0.18464 | 0.21034 | 0.23485 | 0.26083 | 0.2876 | 0.31405 | 0.34096 | 0.36604 | 0.39171 | 0.41682 | 0.44119 | 0.46529 | 0.48983 | 0.51065 | 0.53193 |  | 0.00086619 | 0.0016562 | 0.00085947 | 0.0013341 | 0.0019874 | 0.0029322 | 0.0041766 | 0.0058896 | 0.0079241 | 0.010201 | 0.013087 | 0.015993 | 0.019773 | 0.023326 | 0.027572 | 0.03164 | 0.035834 | 0.039948 | 0.044011 | 0.047738 | 0.051845 | 0.056176 | 0.060497 | 0.065007 | 0.068637 | 0.0729 | 0.077252 | 0.081318 | 0.085352 | 0.08986 | 0.09228 | 0.095803 |  | 0.00086619 | 0.0016562 | 0.002738 | 0.0043069 | 0.0064889 | 0.0094852 | 0.012899 | 0.017029 | 0.021394 | 0.026057 | 0.032401 | 0.0393 | 0.048634 | 0.058077 | 0.06954 | 0.081181 | 0.093644 | 0.10635 | 0.11935 | 0.13202 | 0.14602 | 0.16116 | 0.17705 | 0.1941 | 0.21014 | 0.22755 | 0.24518 | 0.26284 | 0.28095 | 0.30018 | 0.31634 | 0.33412 |  | 0.00086619 | 0.0016562 | 0.002738 | 0.0043213 | 0.00658 | 0.009795 | 0.013682 | 0.018776 | 0.024767 | 0.031958 | 0.04225 | 0.054213 | 0.070785 | 0.088929 | 0.11118 | 0.13436 | 0.15922 | 0.18464 | 0.21034 | 0.23485 | 0.26083 | 0.2876 | 0.31405 | 0.34096 | 0.36604 | 0.39171 | 0.41682 | 0.44119 | 0.46529 | 0.48983 | 0.51065 | 0.53193 |  | 0.00086619 | 0.0062206 | 0.0089321 | 0.012923 | 0.018012 | 0.02662 | 0.039365 | 0.055365 | 0.073719 | 0.094434 | 0.11881 | 0.1445 | 0.17318 | 0.2016 | 0.23224 | 0.26269 | 0.29353 | 0.32402 | 0.35395 | 0.38242 | 0.40914 | 0.43284 | 0.45449 | 0.47479 | 0.49136 | 0.50772 | 0.52324 | 0.5386 | 0.55426 | 0.5712 | 0.58418 | 0.59939
Risley |  | 0.002434 | 0.004654 | 0.0076937 | 0.012143 | 0.01849 | 0.027524 | 0.038445 | 0.052761 | 0.069595 | 0.089803 | 0.11864 | 0.15208 | 0.19842 | 0.24914 | 0.31137 | 0.37614 | 0.44561 | 0.5166 | 0.58836 | 0.65675 | 0.72921 | 0.80378 | 0.87731 | 0.952 | 1.0215 | 1.0926 | 1.162 | 1.2294 | 1.2959 | 1.3636 | 1.4208 | 1.4793 |  | 0.002434 | 0.004654 | 0.0024151 | 0.0037488 | 0.0055846 | 0.0082395 | 0.011736 | 0.01655 | 0.022267 | 0.028666 | 0.036775 | 0.04494 | 0.055563 | 0.065545 | 0.077476 | 0.088909 | 0.10069 | 0.11225 | 0.12367 | 0.13414 | 0.14568 | 0.15785 | 0.17 | 0.18267 | 0.19287 | 0.20485 | 0.21708 | 0.2285 | 0.23984 | 0.25251 | 0.25931 | 0.26921 |  | 0.002434 | 0.004654 | 0.0076937 | 0.012102 | 0.018234 | 0.026653 | 0.036245 | 0.047852 | 0.060118 | 0.073221 | 0.09097 | 0.11017 | 0.13618 | 0.16245 | 0.19435 | 0.22672 | 0.26134 | 0.29663 | 0.33267 | 0.3678 | 0.40659 | 0.4485 | 0.49236 | 0.53935 | 0.58339 | 0.63125 | 0.67975 | 0.72824 | 0.77792 | 0.83072 | 0.87483 | 0.92347 |  | 0.002434 | 0.004654 | 0.0076937 | 0.012143 | 0.01849 | 0.027524 | 0.038445 | 0.052761 | 0.069595 | 0.089803 | 0.11864 | 0.15208 | 0.19842 | 0.24914 | 0.31137 | 0.37614 | 0.44561 | 0.5166 | 0.58836 | 0.65675 | 0.72921 | 0.80378 | 0.87731 | 0.952 | 1.0215 | 1.0926 | 1.162 | 1.2294 | 1.2959 | 1.3636 | 1.4208 | 1.4793 |  | 0.002434 | 0.01748 | 0.025099 | 0.036061 | 0.049905 | 0.072946 | 0.10672 | 0.1491 | 0.1976 | 0.2523 | 0.31694 | 0.38508 | 0.46173 | 0.53776 | 0.62016 | 0.70216 | 0.78545 | 0.86803 | 0.94929 | 1.0268 | 1.1003 | 1.1662 | 1.2271 | 1.2846 | 1.332 | 1.3792 | 1.4242 | 1.4685 | 1.5134 | 1.5618 | 1.5988 | 1.6419
Robert Hall St |  | 0.0014522 | 0.0027768 | 0.0045904 | 0.007245 | 0.011032 | 0.016422 | 0.022938 | 0.03148 | 0.041524 | 0.053581 | 0.070916 | 0.091165 | 0.11918 | 0.14988 | 0.18752 | 0.22674 | 0.26886 | 0.31194 | 0.35555 | 0.3972 | 0.44139 | 0.48703 | 0.53232 | 0.57857 | 0.62189 | 0.66632 | 0.7098 | 0.7522 | 0.7943 | 0.8372 | 0.87398 | 0.91163 |  | 0.0014522 | 0.0027768 | 0.001441 | 0.0022367 | 0.003332 | 0.0049161 | 0.0070025 | 0.0098745 | 0.013285 | 0.017103 | 0.021942 | 0.026813 | 0.033152 | 0.039108 | 0.046226 | 0.053047 | 0.060078 | 0.066977 | 0.073788 | 0.080036 | 0.086922 | 0.094183 | 0.10143 | 0.10899 | 0.11507 | 0.12222 | 0.12952 | 0.13634 | 0.1431 | 0.15066 | 0.15471 | 0.16062 |  | 0.0014522 | 0.0027768 | 0.0045904 | 0.0072208 | 0.010879 | 0.015903 | 0.021626 | 0.028551 | 0.035869 | 0.043687 | 0.054404 | 0.066162 | 0.082041 | 0.098156 | 0.1177 | 0.13759 | 0.15892 | 0.18069 | 0.20299 | 0.2248 | 0.2489 | 0.27505 | 0.30264 | 0.33236 | 0.36052 | 0.39109 | 0.42204 | 0.45319 | 0.48523 | 0.51923 | 0.54821 | 0.57998 |  | 0.0014522 | 0.0027768 | 0.0045904 | 0.007245 | 0.011032 | 0.016422 | 0.022938 | 0.03148 | 0.041524 | 0.053581 | 0.070916 | 0.091165 | 0.11918 | 0.14988 | 0.18752 | 0.22674 | 0.26886 | 0.31194 | 0.35555 | 0.3972 | 0.44139 | 0.48703 | 0.53232 | 0.57857 | 0.62189 | 0.66632 | 0.7098 | 0.7522 | 0.7943 | 0.8372 | 0.87398 | 0.91163 |  | 0.0014522 | 0.010429 | 0.014975 | 0.021933 | 0.030948 | 0.046699 | 0.070463 | 0.10037 | 0.1349 | 0.17403 | 0.21991 | 0.26844 | 0.32205 | 0.37532 | 0.43239 | 0.48923 | 0.54673 | 0.60362 | 0.65946 | 0.71264 | 0.76212 | 0.80548 | 0.84477 | 0.88119 | 0.91078 | 0.93951 | 0.96645 | 0.99314 | 1.0203 | 1.0497 | 1.0724 | 1.0988
Rochdale Central |  | 0.002932 | 0.0056062 | 0.0092678 | 0.014627 | 0.022273 | 0.033155 | 0.046311 | 0.063556 | 0.083834 | 0.10818 | 0.1438 | 0.18615 | 0.24448 | 0.30865 | 0.3871 | 0.46916 | 0.55745 | 0.64796 | 0.73991 | 0.82815 | 0.92207 | 1.0199 | 1.1183 | 1.2201 | 1.3169 | 1.4166 | 1.5144 | 1.6111 | 1.7081 | 1.8072 | 1.8948 | 1.9846 |  | 0.002932 | 0.0056062 | 0.0029092 | 0.0045158 | 0.0067272 | 0.0099253 | 0.014138 | 0.019936 | 0.026822 | 0.034531 | 0.0443 | 0.054134 | 0.066931 | 0.078956 | 0.093328 | 0.1071 | 0.12129 | 0.13522 | 0.14897 | 0.16159 | 0.17549 | 0.19015 | 0.20478 | 0.22004 | 0.23233 | 0.24676 | 0.26149 | 0.27525 | 0.28891 | 0.30417 | 0.31236 | 0.32429 |  | 0.002932 | 0.0056062 | 0.0092678 | 0.014578 | 0.021964 | 0.032107 | 0.043661 | 0.057643 | 0.072418 | 0.088201 | 0.11046 | 0.13567 | 0.1695 | 0.20421 | 0.24614 | 0.28917 | 0.33548 | 0.38298 | 0.43191 | 0.4801 | 0.53344 | 0.59189 | 0.65461 | 0.72302 | 0.78917 | 0.86091 | 0.93348 | 1.0074 | 1.0841 | 1.1652 | 1.2371 | 1.315 |  | 0.002932 | 0.0056062 | 0.0092678 | 0.014627 | 0.022273 | 0.033155 | 0.046311 | 0.063556 | 0.083834 | 0.10818 | 0.1438 | 0.18615 | 0.24448 | 0.30865 | 0.3871 | 0.46916 | 0.55745 | 0.64796 | 0.73991 | 0.82815 | 0.92207 | 1.0199 | 1.1183 | 1.2201 | 1.3169 | 1.4166 | 1.5144 | 1.6111 | 1.7081 | 1.8072 | 1.8948 | 1.9846 |  | 0.002932 | 0.021056 | 0.030234 | 0.046329 | 0.068235 | 0.10998 | 0.17595 | 0.25935 | 0.35691 | 0.46823 | 0.59725 | 0.73445 | 0.88194 | 1.0288 | 1.1835 | 1.3376 | 1.4927 | 1.6454 | 1.7949 | 1.9368 | 2.0649 | 2.1724 | 2.2667 | 2.3508 | 2.4169 | 2.4778 | 2.5328 | 2.5881 | 2.6449 | 2.7065 | 2.7554 | 2.8124
Roman Rd |  | 0.0016736 | 0.0032001 | 0.0052902 | 0.0083494 | 0.012713 | 0.018925 | 0.026435 | 0.036278 | 0.047854 | 0.061748 | 0.08138 | 0.1039 | 0.1352 | 0.16938 | 0.21138 | 0.255 | 0.30173 | 0.34941 | 0.3975 | 0.44319 | 0.49151 | 0.54095 | 0.58922 | 0.63782 | 0.68252 | 0.72809 | 0.77252 | 0.81513 | 0.85689 | 0.89926 | 0.93409 | 0.96968 |  | 0.0016736 | 0.0032001 | 0.0016606 | 0.0025777 | 0.0038399 | 0.0056654 | 0.0080698 | 0.01138 | 0.015311 | 0.01971 | 0.025287 | 0.0309 | 0.038205 | 0.045069 | 0.053272 | 0.061133 | 0.069236 | 0.077186 | 0.085036 | 0.092236 | 0.10017 | 0.10854 | 0.11689 | 0.1256 | 0.13262 | 0.14085 | 0.14926 | 0.15712 | 0.16491 | 0.17362 | 0.1783 | 0.18511 |  | 0.0016736 | 0.0032001 | 0.0052902 | 0.0083215 | 0.012537 | 0.018327 | 0.024922 | 0.032903 | 0.041337 | 0.050346 | 0.062352 | 0.075086 | 0.092403 | 0.10977 | 0.13092 | 0.15226 | 0.17503 | 0.19815 | 0.22169 | 0.24451 | 0.26967 | 0.29666 | 0.32452 | 0.35409 | 0.3813 | 0.4109 | 0.4409 | 0.47055 | 0.50071 | 0.53283 | 0.55867 | 0.58748 |  | 0.0016736 | 0.0032001 | 0.0052902 | 0.0083494 | 0.012713 | 0.018925 | 0.026435 | 0.036278 | 0.047854 | 0.061748 | 0.08138 | 0.1039 | 0.1352 | 0.16938 | 0.21138 | 0.255 | 0.30173 | 0.34941 | 0.3975 | 0.44319 | 0.49151 | 0.54095 | 0.58922 | 0.63782 | 0.68252 | 0.72809 | 0.77252 | 0.81513 | 0.85689 | 0.89926 | 0.93409 | 0.96968 |  | 0.0016736 | 0.012019 | 0.017258 | 0.024143 | 0.032479 | 0.045071 | 0.062382 | 0.083949 | 0.10812 | 0.13506 | 0.16747 | 0.2013 | 0.24094 | 0.28007 | 0.32353 | 0.36666 | 0.41079 | 0.4547 | 0.49807 | 0.53951 | 0.58021 | 0.61848 | 0.6548 | 0.69029 | 0.72029 | 0.75123 | 0.78146 | 0.811 | 0.84085 | 0.87295 | 0.89705 | 0.92519
Romiley |  | 0.0039194 | 0.0074944 | 0.012389 | 0.019554 | 0.029774 | 0.044321 | 0.061908 | 0.084961 | 0.11207 | 0.14461 | 0.19067 | 0.2436 | 0.31713 | 0.39746 | 0.49614 | 0.59866 | 0.70851 | 0.82063 | 0.93375 | 1.0413 | 1.155 | 1.2716 | 1.3855 | 1.5004 | 1.6064 | 1.7144 | 1.8198 | 1.921 | 2.0204 | 2.1213 | 2.2046 | 2.2898 |  | 0.0039194 | 0.0074944 | 0.003889 | 0.0060368 | 0.0089928 | 0.013268 | 0.018899 | 0.02665 | 0.035856 | 0.04616 | 0.059219 | 0.072366 | 0.089473 | 0.10555 | 0.12476 | 0.14317 | 0.16214 | 0.18076 | 0.19915 | 0.21601 | 0.23459 | 0.25419 | 0.27374 | 0.29415 | 0.31058 | 0.32987 | 0.34956 | 0.36796 | 0.38621 | 0.40661 | 0.41756 | 0.4335 |  | 0.0039194 | 0.0074944 | 0.012389 | 0.019488 | 0.029362 | 0.04292 | 0.058366 | 0.077056 | 0.096807 | 0.11791 | 0.1461 | 0.17612 | 0.2169 | 0.25786 | 0.30771 | 0.35805 | 0.41179 | 0.46641 | 0.52202 | 0.576 | 0.63553 | 0.69945 | 0.76562 | 0.83595 | 0.90092 | 0.97156 | 1.0431 | 1.114 | 1.1863 | 1.2631 | 1.3254 | 1.3947 |  | 0.0039194 | 0.0074944 | 0.012389 | 0.019554 | 0.029774 | 0.044321 | 0.061908 | 0.084961 | 0.11207 | 0.14461 | 0.19067 | 0.2436 | 0.31713 | 0.39746 | 0.49614 | 0.59866 | 0.70851 | 0.82063 | 0.93375 | 1.0413 | 1.155 | 1.2716 | 1.3855 | 1.5004 | 1.6064 | 1.7144 | 1.8198 | 1.921 | 2.0204 | 2.1213 | 2.2046 | 2.2898 |  | 0.0039194 | 0.028148 | 0.040417 | 0.056805 | 0.076807 | 0.10762 | 0.15058 | 0.20416 | 0.26448 | 0.33186 | 0.41253 | 0.49689 | 0.59482 | 0.69152 | 0.79833 | 0.90433 | 1.0125 | 1.1201 | 1.2262 | 1.3274 | 1.426 | 1.5177 | 1.6043 | 1.6883 | 1.7588 | 1.8312 | 1.9016 | 1.9706 | 2.0404 | 2.1156 | 2.1722 | 2.2384
Rossall |  | 0.00036668 | 0.00070112 | 0.001159 | 0.0018293 | 0.0027854 | 0.0041464 | 0.0057917 | 0.0079484 | 0.010484 | 0.013529 | 0.017872 | 0.022907 | 0.029885 | 0.037522 | 0.046891 | 0.056642 | 0.067101 | 0.077788 | 0.088589 | 0.098881 | 0.10979 | 0.121 | 0.13206 | 0.14328 | 0.15372 | 0.16439 | 0.17482 | 0.18492 | 0.1949 | 0.20504 | 0.2136 | 0.22235 |  | 0.00036668 | 0.00070112 | 0.00036383 | 0.00056476 | 0.00084131 | 0.0012413 | 0.0017681 | 0.0024932 | 0.0033544 | 0.0043185 | 0.0055402 | 0.0067701 | 0.0083705 | 0.0098743 | 0.011672 | 0.013394 | 0.015169 | 0.016911 | 0.018631 | 0.020208 | 0.021947 | 0.02378 | 0.02561 | 0.027519 | 0.029055 | 0.03086 | 0.032702 | 0.034423 | 0.036131 | 0.03804 | 0.039064 | 0.040556 |  | 0.00036668 | 0.00070112 | 0.001159 | 0.0018232 | 0.0027469 | 0.0040153 | 0.0054603 | 0.0072089 | 0.0090566 | 0.011031 | 0.013703 | 0.016594 | 0.020508 | 0.024461 | 0.029263 | 0.034132 | 0.039341 | 0.044649 | 0.05007 | 0.055352 | 0.061183 | 0.06748 | 0.074065 | 0.081118 | 0.087721 | 0.094896 | 0.10216 | 0.10942 | 0.11686 | 0.12476 | 0.13134 | 0.13861 |  | 0.00036668 | 0.00070112 | 0.001159 | 0.0018293 | 0.0027854 | 0.0041464 | 0.0057917 | 0.0079484 | 0.010484 | 0.013529 | 0.017872 | 0.022907 | 0.029885 | 0.037522 | 0.046891 | 0.056642 | 0.067101 | 0.077788 | 0.088589 | 0.098881 | 0.10979 | 0.121 | 0.13206 | 0.14328 | 0.15372 | 0.16439 | 0.17482 | 0.18492 | 0.1949 | 0.20504 | 0.2136 | 0.22235 |  | 0.00036668 | 0.0026333 | 0.0037811 | 0.0054287 | 0.0075068 | 0.010952 | 0.015988 | 0.022305 | 0.029523 | 0.037655 | 0.047262 | 0.057373 | 0.068755 | 0.080028 | 0.092247 | 0.10439 | 0.11672 | 0.12892 | 0.14092 | 0.15234 | 0.16316 | 0.17286 | 0.1818 | 0.19026 | 0.19721 | 0.20415 | 0.21076 | 0.21729 | 0.22393 | 0.2311 | 0.23657 | 0.24296
Royton |  | 0.0020274 | 0.0038765 | 0.0064084 | 0.010114 | 0.015401 | 0.022926 | 0.032023 | 0.043947 | 0.057969 | 0.074801 | 0.09885 | 0.12676 | 0.16544 | 0.20778 | 0.25971 | 0.31378 | 0.37177 | 0.43104 | 0.49097 | 0.54809 | 0.60862 | 0.67092 | 0.73242 | 0.7949 | 0.85306 | 0.91258 | 0.97074 | 1.0271 | 1.0829 | 1.1396 | 1.1876 | 1.2366 |  | 0.0020274 | 0.0038765 | 0.0020116 | 0.0031226 | 0.0046516 | 0.006863 | 0.0097757 | 0.013785 | 0.018547 | 0.023877 | 0.030632 | 0.037432 | 0.046281 | 0.054596 | 0.064534 | 0.074056 | 0.083871 | 0.093502 | 0.10301 | 0.11173 | 0.12135 | 0.13148 | 0.1416 | 0.15215 | 0.16065 | 0.17063 | 0.18081 | 0.19033 | 0.19977 | 0.21032 | 0.21599 | 0.22423 |  | 0.0020274 | 0.0038765 | 0.0064084 | 0.01008 | 0.015188 | 0.022201 | 0.03019 | 0.039858 | 0.050075 | 0.060989 | 0.0758 | 0.091857 | 0.11359 | 0.13556 | 0.16224 | 0.18932 | 0.21829 | 0.24782 | 0.27799 | 0.30741 | 0.33989 | 0.375 | 0.41177 | 0.45119 | 0.48817 | 0.52834 | 0.56902 | 0.60971 | 0.65141 | 0.69571 | 0.73277 | 0.7736 |  | 0.0020274 | 0.0038765 | 0.0064084 | 0.010114 | 0.015401 | 0.022926 | 0.032023 | 0.043947 | 0.057969 | 0.074801 | 0.09885 | 0.12676 | 0.16544 | 0.20778 | 0.25971 | 0.31378 | 0.37177 | 0.43104 | 0.49097 | 0.54809 | 0.60862 | 0.67092 | 0.73242 | 0.7949 | 0.85306 | 0.91258 | 0.97074 | 1.0271 | 1.0829 | 1.1396 | 1.1876 | 1.2366 |  | 0.0020274 | 0.01456 | 0.020906 | 0.030123 | 0.041808 | 0.061371 | 0.09015 | 0.12625 | 0.16759 | 0.21419 | 0.26913 | 0.32697 | 0.39182 | 0.45604 | 0.52547 | 0.59445 | 0.66437 | 0.73357 | 0.8015 | 0.86614 | 0.92707 | 0.98139 | 1.0312 | 1.0781 | 1.1166 | 1.1547 | 1.191 | 1.2269 | 1.2635 | 1.303 | 1.3332 | 1.3686
S.E. Macclesfield |  | 0.002502 | 0.0047841 | 0.0079088 | 0.012482 | 0.019007 | 0.028293 | 0.03952 | 0.054236 | 0.071541 | 0.092314 | 0.12244 | 0.15795 | 0.20697 | 0.26078 | 0.32666 | 0.39546 | 0.46939 | 0.54511 | 0.62189 | 0.6954 | 0.77351 | 0.85453 | 0.93554 | 1.0188 | 1.0974 | 1.1781 | 1.2573 | 1.3351 | 1.4127 | 1.4919 | 1.5609 | 1.6316 |  | 0.002502 | 0.0047841 | 0.0024826 | 0.0038536 | 0.0057407 | 0.0084698 | 0.012064 | 0.017013 | 0.022889 | 0.029467 | 0.037804 | 0.046196 | 0.057116 | 0.067378 | 0.079642 | 0.091395 | 0.10351 | 0.11539 | 0.12713 | 0.13789 | 0.14976 | 0.16227 | 0.17475 | 0.18778 | 0.19826 | 0.21058 | 0.22315 | 0.23489 | 0.24654 | 0.25956 | 0.26655 | 0.27673 |  | 0.002502 | 0.0047841 | 0.0079088 | 0.012441 | 0.018743 | 0.027398 | 0.037259 | 0.04919 | 0.061798 | 0.075268 | 0.093996 | 0.11488 | 0.14298 | 0.17166 | 0.20638 | 0.24186 | 0.27997 | 0.31898 | 0.35905 | 0.39838 | 0.44187 | 0.48932 | 0.53982 | 0.59459 | 0.64704 | 0.70395 | 0.76155 | 0.81992 | 0.88018 | 0.94407 | 0.99966 | 1.0602 |  | 0.002502 | 0.0047841 | 0.0079088 | 0.012482 | 0.019007 | 0.028293 | 0.03952 | 0.054236 | 0.071541 | 0.092314 | 0.12244 | 0.15795 | 0.20697 | 0.26078 | 0.32666 | 0.39546 | 0.46939 | 0.54511 | 0.62189 | 0.6954 | 0.77351 | 0.85453 | 0.93554 | 1.0188 | 1.0974 | 1.1781 | 1.2573 | 1.3351 | 1.4127 | 1.4919 | 1.5609 | 1.6316 |  | 0.002502 | 0.017968 | 0.025801 | 0.038653 | 0.05575 | 0.087111 | 0.1357 | 0.19701 | 0.26832 | 0.34944 | 0.44391 | 0.54413 | 0.6531 | 0.76149 | 0.87645 | 0.99097 | 1.1064 | 1.2204 | 1.332 | 1.4381 | 1.5351 | 1.618 | 1.6918 | 1.7588 | 1.8122 | 1.8627 | 1.9092 | 1.9555 | 2.003 | 2.0544 | 2.0947 | 2.1417
S.W. Macclesfield |  | 0.0030061 | 0.0057479 | 0.009502 | 0.014997 | 0.022835 | 0.033993 | 0.047481 | 0.065162 | 0.085953 | 0.11091 | 0.14659 | 0.18804 | 0.24546 | 0.30832 | 0.38543 | 0.46571 | 0.55184 | 0.63987 | 0.72889 | 0.81376 | 0.90371 | 0.99635 | 1.0878 | 1.1808 | 1.2675 | 1.3562 | 1.4429 | 1.527 | 1.6103 | 1.695 | 1.7667 | 1.8401 |  | 0.0030061 | 0.0057479 | 0.0029827 | 0.00463 | 0.0068972 | 0.010176 | 0.014495 | 0.02044 | 0.0275 | 0.035403 | 0.045419 | 0.055502 | 0.068622 | 0.080951 | 0.095686 | 0.10981 | 0.12436 | 0.13864 | 0.15274 | 0.16567 | 0.17992 | 0.19496 | 0.20995 | 0.2256 | 0.2382 | 0.253 | 0.2681 | 0.28221 | 0.29621 | 0.31185 | 0.32025 | 0.33248 |  | 0.0030061 | 0.0057479 | 0.009502 | 0.014947 | 0.022519 | 0.032918 | 0.044765 | 0.059099 | 0.074248 | 0.090431 | 0.11242 | 0.13628 | 0.16859 | 0.20125 | 0.24091 | 0.28117 | 0.32426 | 0.3682 | 0.4131 | 0.4569 | 0.50526 | 0.55756 | 0.61239 | 0.67121 | 0.72646 | 0.78648 | 0.84725 | 0.90811 | 0.9705 | 1.0368 | 1.0924 | 1.1536 |  | 0.0030061 | 0.0057479 | 0.009502 | 0.014997 | 0.022835 | 0.033993 | 0.047481 | 0.065162 | 0.085953 | 0.11091 | 0.14659 | 0.18804 | 0.24546 | 0.30832 | 0.38543 | 0.46571 | 0.55184 | 0.63987 | 0.72889 | 0.81376 | 0.90371 | 0.99635 | 1.0878 | 1.1808 | 1.2675 | 1.3562 | 1.4429 | 1.527 | 1.6103 | 1.695 | 1.7667 | 1.8401 |  | 0.0030061 | 0.021588 | 0.030998 | 0.044748 | 0.062224 | 0.091646 | 0.13507 | 0.18959 | 0.25209 | 0.32261 | 0.40572 | 0.49331 | 0.59133 | 0.68849 | 0.79343 | 0.89777 | 1.0035 | 1.1082 | 1.2111 | 1.309 | 1.4012 | 1.4833 | 1.5586 | 1.6293 | 1.6873 | 1.7447 | 1.7992 | 1.8531 | 1.9079 | 1.967 | 2.0124 | 2.0654
Sale |  | 0.0008773 | 0.0016775 | 0.0027731 | 0.0043768 | 0.0066644 | 0.0099206 | 0.013857 | 0.019017 | 0.025085 | 0.032368 | 0.043675 | 0.057875 | 0.077168 | 0.098622 | 0.12466 | 0.15219 | 0.18199 | 0.21275 | 0.24432 | 0.27504 | 0.30802 | 0.34316 | 0.37995 | 0.41915 | 0.45783 | 0.49814 | 0.53796 | 0.57848 | 0.62001 | 0.66278 | 0.70299 | 0.74429 |  | 0.0008773 | 0.0016775 | 0.00087049 | 0.0013512 | 0.0020129 | 0.0029698 | 0.0042302 | 0.0059652 | 0.0080258 | 0.010332 | 0.013255 | 0.016198 | 0.020027 | 0.023625 | 0.027925 | 0.032046 | 0.036293 | 0.040461 | 0.044576 | 0.04835 | 0.05251 | 0.056897 | 0.061273 | 0.065841 | 0.069517 | 0.073835 | 0.078243 | 0.082361 | 0.086447 | 0.091013 | 0.093464 | 0.097033 |  | 0.0008773 | 0.0016775 | 0.0027731 | 0.0043621 | 0.0065721 | 0.0096069 | 0.013064 | 0.017248 | 0.021669 | 0.026392 | 0.0337 | 0.042771 | 0.054733 | 0.067374 | 0.082481 | 0.098333 | 0.11557 | 0.13346 | 0.15216 | 0.17089 | 0.19173 | 0.21511 | 0.24119 | 0.27041 | 0.29993 | 0.33187 | 0.36412 | 0.39785 | 0.4333 | 0.47069 | 0.50619 | 0.54394 |  | 0.0008773 | 0.0016775 | 0.0027731 | 0.0043768 | 0.0066644 | 0.0099206 | 0.013857 | 0.019017 | 0.025085 | 0.032368 | 0.043675 | 0.057875 | 0.077168 | 0.098622 | 0.12466 | 0.15219 | 0.18199 | 0.21275 | 0.24432 | 0.27504 | 0.30802 | 0.34316 | 0.37995 | 0.41915 | 0.45783 | 0.49814 | 0.53796 | 0.57848 | 0.62001 | 0.66278 | 0.70299 | 0.74429 |  | 0.0008773 | 0.0063004 | 0.0090467 | 0.015986 | 0.026385 | 0.04924 | 0.087732 | 0.1367 | 0.19496 | 0.26202 | 0.33866 | 0.42075 | 0.50598 | 0.59119 | 0.67881 | 0.76632 | 0.85368 | 0.93937 | 1.0228 | 1.1018 | 1.1701 | 1.2236 | 1.2681 | 1.3049 | 1.3319 | 1.3537 | 1.3713 | 1.3897 | 1.4091 | 1.4304 | 1.4487 | 1.4699
Sale Moor |  | 0.00091359 | 0.0017469 | 0.0028878 | 0.0045578 | 0.0069401 | 0.010331 | 0.01443 | 0.019804 | 0.026123 | 0.033707 | 0.044595 | 0.057291 | 0.074862 | 0.094115 | 0.11772 | 0.14231 | 0.16871 | 0.19571 | 0.22303 | 0.2491 | 0.27676 | 0.3053 | 0.33357 | 0.3624 | 0.38935 | 0.41697 | 0.44399 | 0.47029 | 0.49636 | 0.52292 | 0.54559 | 0.56879 |  | 0.00091359 | 0.0017469 | 0.0009065 | 0.0014071 | 0.0020962 | 0.0030927 | 0.0044052 | 0.006212 | 0.0083578 | 0.01076 | 0.013804 | 0.016868 | 0.020855 | 0.024602 | 0.029081 | 0.033372 | 0.037795 | 0.042135 | 0.04642 | 0.05035 | 0.054682 | 0.05925 | 0.063808 | 0.068565 | 0.072393 | 0.07689 | 0.081479 | 0.085768 | 0.090023 | 0.094777 | 0.09733 | 0.10105 |  | 0.00091359 | 0.0017469 | 0.0028878 | 0.0045426 | 0.006844 | 0.010004 | 0.013605 | 0.017961 | 0.022565 | 0.027483 | 0.034207 | 0.041562 | 0.051499 | 0.061574 | 0.073795 | 0.086227 | 0.099545 | 0.11314 | 0.12705 | 0.14065 | 0.15567 | 0.17194 | 0.18908 | 0.20751 | 0.22492 | 0.24382 | 0.26296 | 0.28218 | 0.30193 | 0.32289 | 0.34065 | 0.36016 |  | 0.00091359 | 0.0017469 | 0.0028878 | 0.0045578 | 0.0069401 | 0.010331 | 0.01443 | 0.019804 | 0.026123 | 0.033707 | 0.044595 | 0.057291 | 0.074862 | 0.094115 | 0.11772 | 0.14231 | 0.16871 | 0.19571 | 0.22303 | 0.2491 | 0.27676 | 0.3053 | 0.33357 | 0.3624 | 0.38935 | 0.41697 | 0.44399 | 0.47029 | 0.49636 | 0.52292 | 0.54559 | 0.56879 |  | 0.00091359 | 0.006561 | 0.0094209 | 0.013739 | 0.019302 | 0.028899 | 0.043274 | 0.061352 | 0.082175 | 0.10574 | 0.1334 | 0.16261 | 0.19501 | 0.22716 | 0.26169 | 0.29605 | 0.33082 | 0.36521 | 0.39897 | 0.43109 | 0.46108 | 0.48747 | 0.51145 | 0.53378 | 0.55194 | 0.56969 | 0.58641 | 0.60297 | 0.61984 | 0.63807 | 0.65213 | 0.66854
Salford Quays |  | 0.00054564 | 0.0010433 | 0.0017247 | 0.0027221 | 0.0041449 | 0.0061701 | 0.0086184 | 0.011828 | 0.015602 | 0.020132 | 0.026924 | 0.03519 | 0.046508 | 0.059016 | 0.07426 | 0.09028 | 0.10756 | 0.12533 | 0.14346 | 0.16097 | 0.17967 | 0.19935 | 0.21952 | 0.24067 | 0.26114 | 0.28236 | 0.30324 | 0.32417 | 0.34539 | 0.36717 | 0.38703 | 0.4074 |  | 0.00054564 | 0.0010433 | 0.0005414 | 0.00084039 | 0.0012519 | 0.0018471 | 0.002631 | 0.0037101 | 0.0049916 | 0.0064261 | 0.0082441 | 0.010074 | 0.012456 | 0.014694 | 0.017368 | 0.019931 | 0.022573 | 0.025165 | 0.027724 | 0.030071 | 0.032658 | 0.035387 | 0.038109 | 0.04095 | 0.043236 | 0.045922 | 0.048663 | 0.051224 | 0.053766 | 0.056605 | 0.05813 | 0.060349 |  | 0.00054564 | 0.0010433 | 0.0017247 | 0.002713 | 0.0040875 | 0.005975 | 0.0081253 | 0.010727 | 0.013477 | 0.016414 | 0.02072 | 0.025796 | 0.032554 | 0.039581 | 0.048028 | 0.056784 | 0.066253 | 0.076017 | 0.086141 | 0.096192 | 0.10735 | 0.11971 | 0.13323 | 0.14817 | 0.16294 | 0.17894 | 0.19512 | 0.21183 | 0.22927 | 0.2477 | 0.26463 | 0.28279 |  | 0.00054564 | 0.0010433 | 0.0017247 | 0.0027221 | 0.0041449 | 0.0061701 | 0.0086184 | 0.011828 | 0.015602 | 0.020132 | 0.026924 | 0.03519 | 0.046508 | 0.059016 | 0.07426 | 0.09028 | 0.10756 | 0.12533 | 0.14346 | 0.16097 | 0.17967 | 0.19935 | 0.21952 | 0.24067 | 0.26114 | 0.28236 | 0.30324 | 0.32417 | 0.34539 | 0.36717 | 0.38703 | 0.4074 |  | 0.00054564 | 0.0039185 | 0.0056266 | 0.0091559 | 0.014199 | 0.024596 | 0.041632 | 0.063248 | 0.088776 | 0.11805 | 0.1517 | 0.18763 | 0.22548 | 0.26325 | 0.30248 | 0.34161 | 0.38081 | 0.41932 | 0.45687 | 0.4925 | 0.52385 | 0.54917 | 0.57074 | 0.58924 | 0.60327 | 0.61543 | 0.62586 | 0.63655 | 0.64767 | 0.65979 | 0.66977 | 0.68138
Sandgate |  | 0.0015657 | 0.0029938 | 0.0049492 | 0.0078112 | 0.011894 | 0.017705 | 0.024731 | 0.03394 | 0.044769 | 0.057768 | 0.076657 | 0.098958 | 0.12973 | 0.16352 | 0.20488 | 0.24809 | 0.29453 | 0.34211 | 0.39037 | 0.4366 | 0.48574 | 0.53675 | 0.58784 | 0.64039 | 0.69009 | 0.74121 | 0.79133 | 0.84061 | 0.88984 | 0.94013 | 0.98409 | 1.0291 |  | 0.0015657 | 0.0029938 | 0.0015536 | 0.0024115 | 0.0035924 | 0.0053003 | 0.0075497 | 0.010646 | 0.014324 | 0.01844 | 0.023657 | 0.028908 | 0.035742 | 0.042164 | 0.049839 | 0.057193 | 0.064773 | 0.072211 | 0.079554 | 0.086291 | 0.093715 | 0.10154 | 0.10935 | 0.11751 | 0.12407 | 0.13177 | 0.13964 | 0.14699 | 0.15428 | 0.16243 | 0.1668 | 0.17317 |  | 0.0015657 | 0.0029938 | 0.0049492 | 0.0077851 | 0.011729 | 0.017145 | 0.023316 | 0.030782 | 0.038672 | 0.047101 | 0.058855 | 0.072001 | 0.089685 | 0.10775 | 0.12961 | 0.15197 | 0.176 | 0.20061 | 0.22589 | 0.25073 | 0.27821 | 0.30821 | 0.3402 | 0.37495 | 0.40829 | 0.44447 | 0.48108 | 0.51823 | 0.55662 | 0.59731 | 0.63286 | 0.67155 |  | 0.0015657 | 0.0029938 | 0.0049492 | 0.0078112 | 0.011894 | 0.017705 | 0.024731 | 0.03394 | 0.044769 | 0.057768 | 0.076657 | 0.098958 | 0.12973 | 0.16352 | 0.20488 | 0.24809 | 0.29453 | 0.34211 | 0.39037 | 0.4366 | 0.48574 | 0.53675 | 0.58784 | 0.64039 | 0.69009 | 0.74121 | 0.79133 | 0.84061 | 0.88984 | 0.94013 | 0.98409 | 1.0291 |  | 0.0015657 | 0.011244 | 0.016146 | 0.0243 | 0.0352 | 0.055375 | 0.086775 | 0.12642 | 0.1726 | 0.22517 | 0.28633 | 0.35126 | 0.42168 | 0.49175 | 0.56595 | 0.63989 | 0.71441 | 0.78793 | 0.85993 | 0.92839 | 0.9908 | 1.0439 | 1.0911 | 1.1338 | 1.1677 | 1.1996 | 1.2289 | 1.2581 | 1.288 | 1.3204 | 1.3458 | 1.3755
Scarisbrick |  | 0.004668 | 0.0089257 | 0.014755 | 0.023288 | 0.03546 | 0.052786 | 0.073732 | 0.10119 | 0.13347 | 0.17223 | 0.22643 | 0.28795 | 0.37369 | 0.4671 | 0.58207 | 0.70119 | 0.82864 | 0.9585 | 1.0892 | 1.213 | 1.3436 | 1.4765 | 1.6048 | 1.733 | 1.8493 | 1.9675 | 2.0824 | 2.1914 | 2.2972 | 2.4042 | 2.4894 | 2.5763 |  | 0.004668 | 0.0089257 | 0.0046318 | 0.0071897 | 0.01071 | 0.015802 | 0.022508 | 0.03174 | 0.042704 | 0.054976 | 0.070529 | 0.086187 | 0.10656 | 0.12571 | 0.14859 | 0.17051 | 0.19311 | 0.21529 | 0.23718 | 0.25726 | 0.2794 | 0.30274 | 0.32602 | 0.35033 | 0.36989 | 0.39287 | 0.41632 | 0.43823 | 0.45997 | 0.48426 | 0.49731 | 0.5163 |  | 0.004668 | 0.0089257 | 0.014755 | 0.02321 | 0.034969 | 0.051117 | 0.069513 | 0.091773 | 0.1153 | 0.14043 | 0.17336 | 0.20758 | 0.25431 | 0.30083 | 0.35765 | 0.41463 | 0.47525 | 0.53663 | 0.59882 | 0.65881 | 0.72483 | 0.79508 | 0.86656 | 0.94156 | 1.0092 | 1.0828 | 1.1575 | 1.2303 | 1.3037 | 1.3821 | 1.4422 | 1.5102 |  | 0.004668 | 0.0089257 | 0.014755 | 0.023288 | 0.03546 | 0.052786 | 0.073732 | 0.10119 | 0.13347 | 0.17223 | 0.22643 | 0.28795 | 0.37369 | 0.4671 | 0.58207 | 0.70119 | 0.82864 | 0.9585 | 1.0892 | 1.213 | 1.3436 | 1.4765 | 1.6048 | 1.733 | 1.8493 | 1.9675 | 2.0824 | 2.1914 | 2.2972 | 2.4042 | 2.4894 | 2.5763 |  | 0.004668 | 0.033523 | 0.048136 | 0.065531 | 0.085509 | 0.11179 | 0.14407 | 0.18372 | 0.22635 | 0.27268 | 0.3306 | 0.38993 | 0.46542 | 0.53936 | 0.62529 | 0.7103 | 0.79841 | 0.8868 | 0.97476 | 1.0591 | 1.1471 | 1.2357 | 1.3232 | 1.4123 | 1.4899 | 1.5732 | 1.6566 | 1.7374 | 1.8187 | 1.9058 | 1.97 | 2.0451
Sebergham |  | 0.0004749 | 0.00090805 | 0.0015011 | 0.0023692 | 0.0036075 | 0.0053702 | 0.0075011 | 0.010294 | 0.013579 | 0.017522 | 0.023288 | 0.030139 | 0.039576 | 0.049954 | 0.062645 | 0.075917 | 0.090194 | 0.10483 | 0.11969 | 0.13395 | 0.14912 | 0.16492 | 0.18081 | 0.19722 | 0.21281 | 0.22887 | 0.24462 | 0.26017 | 0.27575 | 0.29167 | 0.30572 | 0.3201 |  | 0.0004749 | 0.00090805 | 0.00047121 | 0.00073144 | 0.0010896 | 0.0016076 | 0.0022899 | 0.0032291 | 0.0043445 | 0.005593 | 0.0071753 | 0.0087682 | 0.010841 | 0.012789 | 0.015117 | 0.017347 | 0.019646 | 0.021902 | 0.02413 | 0.026173 | 0.028424 | 0.030799 | 0.033168 | 0.035641 | 0.037631 | 0.039968 | 0.042354 | 0.044583 | 0.046795 | 0.049267 | 0.050593 | 0.052525 |  | 0.0004749 | 0.00090805 | 0.0015011 | 0.0023613 | 0.0035576 | 0.0052004 | 0.0070719 | 0.0093365 | 0.01173 | 0.014286 | 0.017888 | 0.021963 | 0.027431 | 0.033039 | 0.039813 | 0.046764 | 0.054241 | 0.061909 | 0.069805 | 0.077576 | 0.086177 | 0.095597 | 0.1057 | 0.1167 | 0.12734 | 0.13886 | 0.15052 | 0.16239 | 0.17468 | 0.18769 | 0.19919 | 0.21165 |  | 0.0004749 | 0.00090805 | 0.0015011 | 0.0023692 | 0.0036075 | 0.0053702 | 0.0075011 | 0.010294 | 0.013579 | 0.017522 | 0.023288 | 0.030139 | 0.039576 | 0.049954 | 0.062645 | 0.075917 | 0.090194 | 0.10483 | 0.11969 | 0.13395 | 0.14912 | 0.16492 | 0.18081 | 0.19722 | 0.21281 | 0.22887 | 0.24462 | 0.26017 | 0.27575 | 0.29167 | 0.30572 | 0.3201 |  | 0.0004749 | 0.0034105 | 0.0048971 | 0.0074911 | 0.011015 | 0.017709 | 0.028266 | 0.041603 | 0.057184 | 0.07494 | 0.095503 | 0.11733 | 0.1408 | 0.16412 | 0.18867 | 0.21309 | 0.23763 | 0.26177 | 0.28533 | 0.30767 | 0.32777 | 0.34457 | 0.35927 | 0.37234 | 0.38254 | 0.39196 | 0.40047 | 0.40906 | 0.41793 | 0.42762 | 0.43529 | 0.44429
Sedbergh |  | 0.00089463 | 0.0017106 | 0.0028279 | 0.0044632 | 0.006796 | 0.010117 | 0.014131 | 0.019393 | 0.02558 | 0.033008 | 0.043896 | 0.056865 | 0.074717 | 0.09436 | 0.11837 | 0.1435 | 0.17053 | 0.19825 | 0.22642 | 0.25346 | 0.28224 | 0.31224 | 0.34247 | 0.37374 | 0.40352 | 0.4342 | 0.46431 | 0.49407 | 0.52394 | 0.55447 | 0.58151 | 0.6092 |  | 0.00089463 | 0.0017106 | 0.00088768 | 0.0013779 | 0.0020526 | 0.0030285 | 0.0043138 | 0.006083 | 0.0081843 | 0.010536 | 0.013517 | 0.016518 | 0.020423 | 0.024092 | 0.028477 | 0.032679 | 0.03701 | 0.04126 | 0.045456 | 0.049305 | 0.053547 | 0.05802 | 0.062483 | 0.067141 | 0.07089 | 0.075294 | 0.079788 | 0.083987 | 0.088155 | 0.09281 | 0.09531 | 0.098949 |  | 0.00089463 | 0.0017106 | 0.0028279 | 0.0044483 | 0.0067019 | 0.0097966 | 0.013322 | 0.017588 | 0.022097 | 0.026913 | 0.033725 | 0.041462 | 0.051838 | 0.062495 | 0.07536 | 0.088575 | 0.1028 | 0.1174 | 0.13244 | 0.14726 | 0.16366 | 0.18165 | 0.20098 | 0.22207 | 0.2425 | 0.26464 | 0.28704 | 0.30987 | 0.33354 | 0.35859 | 0.38082 | 0.4049 |  | 0.00089463 | 0.0017106 | 0.0028279 | 0.0044632 | 0.006796 | 0.010117 | 0.014131 | 0.019393 | 0.02558 | 0.033008 | 0.043896 | 0.056865 | 0.074717 | 0.09436 | 0.11837 | 0.1435 | 0.17053 | 0.19825 | 0.22642 | 0.25346 | 0.28224 | 0.31224 | 0.34247 | 0.37374 | 0.40352 | 0.4342 | 0.46431 | 0.49407 | 0.52394 | 0.55447 | 0.58151 | 0.6092 |  | 0.00089463 | 0.0064248 | 0.0092253 | 0.014198 | 0.020993 | 0.034017 | 0.054652 | 0.080739 | 0.11126 | 0.14608 | 0.18637 | 0.22919 | 0.2751 | 0.32078 | 0.36877 | 0.41657 | 0.46457 | 0.5118 | 0.55792 | 0.60165 | 0.64093 | 0.67365 | 0.70221 | 0.72753 | 0.74726 | 0.76534 | 0.7816 | 0.79802 | 0.81498 | 0.83346 | 0.84815 | 0.86537
Selsmire |  | 0.00043751 | 0.00083656 | 0.0013829 | 0.0021827 | 0.0033235 | 0.0049474 | 0.0069105 | 0.0094838 | 0.01251 | 0.016142 | 0.021339 | 0.027379 | 0.035745 | 0.044906 | 0.056141 | 0.06784 | 0.080392 | 0.093222 | 0.1062 | 0.11857 | 0.13168 | 0.14519 | 0.15853 | 0.17211 | 0.18475 | 0.1977 | 0.21035 | 0.22264 | 0.23478 | 0.24715 | 0.25763 | 0.26834 |  | 0.00043751 | 0.00083656 | 0.00043411 | 0.00067385 | 0.0010038 | 0.001481 | 0.0021096 | 0.0029748 | 0.0040024 | 0.0051527 | 0.0066104 | 0.0080778 | 0.0099874 | 0.011782 | 0.013926 | 0.015981 | 0.018099 | 0.020178 | 0.02223 | 0.024112 | 0.026186 | 0.028374 | 0.030557 | 0.032835 | 0.034668 | 0.036821 | 0.039019 | 0.041073 | 0.043111 | 0.045388 | 0.04661 | 0.04839 |  | 0.00043751 | 0.00083656 | 0.0013829 | 0.0021754 | 0.0032775 | 0.0047909 | 0.0065151 | 0.0086014 | 0.010806 | 0.013161 | 0.016365 | 0.019846 | 0.024557 | 0.029322 | 0.035107 | 0.040982 | 0.04727 | 0.053682 | 0.060237 | 0.066632 | 0.073692 | 0.081329 | 0.089339 | 0.097932 | 0.10601 | 0.11478 | 0.12366 | 0.13255 | 0.14167 | 0.15136 | 0.15948 | 0.16843 |  | 0.00043751 | 0.00083656 | 0.0013829 | 0.0021827 | 0.0033235 | 0.0049474 | 0.0069105 | 0.0094838 | 0.01251 | 0.016142 | 0.021339 | 0.027379 | 0.035745 | 0.044906 | 0.056141 | 0.06784 | 0.080392 | 0.093222 | 0.1062 | 0.11857 | 0.13168 | 0.14519 | 0.15853 | 0.17211 | 0.18475 | 0.1977 | 0.21035 | 0.22264 | 0.23478 | 0.24715 | 0.25763 | 0.26834 |  | 0.00043751 | 0.003142 | 0.0045115 | 0.0065234 | 0.0090863 | 0.013412 | 0.019807 | 0.027835 | 0.03704 | 0.047428 | 0.059656 | 0.072539 | 0.086932 | 0.10119 | 0.11657 | 0.13186 | 0.14734 | 0.16266 | 0.17769 | 0.19198 | 0.20541 | 0.21733 | 0.22823 | 0.23846 | 0.24681 | 0.25507 | 0.26291 | 0.27067 | 0.27857 | 0.28713 | 0.29368 | 0.30136
Settle |  | 0.0015249 | 0.0029157 | 0.0048201 | 0.0076075 | 0.011584 | 0.017244 | 0.024086 | 0.033055 | 0.043601 | 0.056262 | 0.074301 | 0.09518 | 0.12413 | 0.15581 | 0.19468 | 0.23512 | 0.27849 | 0.3228 | 0.36757 | 0.41021 | 0.45538 | 0.50181 | 0.5475 | 0.59382 | 0.63681 | 0.68076 | 0.72368 | 0.7652 | 0.80614 | 0.84777 | 0.88274 | 0.91849 |  | 0.0015249 | 0.0029157 | 0.0015131 | 0.0023486 | 0.0034987 | 0.005162 | 0.0073528 | 0.010368 | 0.01395 | 0.017959 | 0.02304 | 0.028155 | 0.03481 | 0.041064 | 0.048539 | 0.055701 | 0.063084 | 0.070328 | 0.07748 | 0.084041 | 0.09127 | 0.098895 | 0.1065 | 0.11444 | 0.12083 | 0.12834 | 0.136 | 0.14316 | 0.15026 | 0.15819 | 0.16245 | 0.16866 |  | 0.0015249 | 0.0029157 | 0.0048201 | 0.007582 | 0.011423 | 0.016698 | 0.022708 | 0.029979 | 0.037664 | 0.045873 | 0.056964 | 0.068926 | 0.085137 | 0.10149 | 0.12137 | 0.14151 | 0.16305 | 0.18498 | 0.20738 | 0.22919 | 0.25326 | 0.27922 | 0.30632 | 0.33529 | 0.36236 | 0.39176 | 0.42153 | 0.45123 | 0.48161 | 0.51389 | 0.54067 | 0.57025 |  | 0.0015249 | 0.0029157 | 0.0048201 | 0.0076075 | 0.011584 | 0.017244 | 0.024086 | 0.033055 | 0.043601 | 0.056262 | 0.074301 | 0.09518 | 0.12413 | 0.15581 | 0.19468 | 0.23512 | 0.27849 | 0.3228 | 0.36757 | 0.41021 | 0.45538 | 0.50181 | 0.5475 | 0.59382 | 0.63681 | 0.68076 | 0.72368 | 0.7652 | 0.80614 | 0.84777 | 0.88274 | 0.91849 |  | 0.0015249 | 0.010951 | 0.015725 | 0.022497 | 0.030997 | 0.044884 | 0.065018 | 0.090251 | 0.11903 | 0.15142 | 0.18977 | 0.2301 | 0.27574 | 0.32095 | 0.37011 | 0.41898 | 0.46863 | 0.51786 | 0.56628 | 0.61243 | 0.65637 | 0.69609 | 0.73285 | 0.76777 | 0.79666 | 0.82558 | 0.85329 | 0.88056 | 0.90824 | 0.93807 | 0.9608 | 0.98733
Shannon St South |  | 0.0013016 | 0.0024888 | 0.0041143 | 0.0064935 | 0.0098875 | 0.014719 | 0.020559 | 0.028214 | 0.037217 | 0.048023 | 0.064842 | 0.086018 | 0.11477 | 0.14676 | 0.18556 | 0.22662 | 0.27106 | 0.31695 | 0.36407 | 0.40994 | 0.45919 | 0.51167 | 0.5666 | 0.62512 | 0.68288 | 0.74304 | 0.80242 | 0.86283 | 0.92472 | 0.98843 | 1.0483 | 1.1098 |  | 0.0013016 | 0.0024888 | 0.0012915 | 0.0020047 | 0.0029864 | 0.0044061 | 0.0062761 | 0.0088502 | 0.011907 | 0.015329 | 0.019666 | 0.024032 | 0.029713 | 0.035051 | 0.041431 | 0.047545 | 0.053846 | 0.060029 | 0.066134 | 0.071734 | 0.077905 | 0.084414 | 0.090906 | 0.097684 | 0.10314 | 0.10954 | 0.11608 | 0.12219 | 0.12826 | 0.13503 | 0.13867 | 0.14396 |  | 0.0013016 | 0.0024888 | 0.0041143 | 0.0064718 | 0.0097506 | 0.014253 | 0.019383 | 0.025589 | 0.032148 | 0.039155 | 0.050043 | 0.063609 | 0.081483 | 0.10039 | 0.12299 | 0.14671 | 0.17252 | 0.19932 | 0.22734 | 0.25543 | 0.28667 | 0.32168 | 0.36074 | 0.40445 | 0.44862 | 0.49636 | 0.54451 | 0.59484 | 0.64771 | 0.70345 | 0.75636 | 0.8126 |  | 0.0013016 | 0.0024888 | 0.0041143 | 0.0064935 | 0.0098875 | 0.014719 | 0.020559 | 0.028214 | 0.037217 | 0.048023 | 0.064842 | 0.086018 | 0.11477 | 0.14676 | 0.18556 | 0.22662 | 0.27106 | 0.31695 | 0.36407 | 0.40994 | 0.45919 | 0.51167 | 0.5666 | 0.62512 | 0.68288 | 0.74304 | 0.80242 | 0.86283 | 0.92472 | 0.98843 | 1.0483 | 1.1098 |  | 0.0013016 | 0.0093474 | 0.013422 | 0.023865 | 0.039561 | 0.07389 | 0.13164 | 0.20511 | 0.29252 | 0.39315 | 0.50808 | 0.63113 | 0.75881 | 0.88641 | 1.0176 | 1.1485 | 1.2791 | 1.4072 | 1.5317 | 1.6496 | 1.7512 | 1.8307 | 1.8966 | 1.9509 | 1.9904 | 2.0222 | 2.0477 | 2.0745 | 2.1028 | 2.1339 | 2.1606 | 2.1916
Shap |  | 0.00063296 | 0.0012103 | 0.0020007 | 0.0031578 | 0.0048082 | 0.0071575 | 0.0099976 | 0.01372 | 0.018098 | 0.023353 | 0.030843 | 0.039515 | 0.051539 | 0.064693 | 0.080836 | 0.097632 | 0.11565 | 0.13405 | 0.15264 | 0.17036 | 0.18912 | 0.20841 | 0.2274 | 0.24665 | 0.26453 | 0.2828 | 0.30066 | 0.31792 | 0.33496 | 0.35228 | 0.36684 | 0.38172 |  | 0.00063296 | 0.0012103 | 0.00062804 | 0.00097488 | 0.0014523 | 0.0021427 | 0.003052 | 0.0043038 | 0.0057905 | 0.0074545 | 0.0095634 | 0.011687 | 0.014449 | 0.017045 | 0.020148 | 0.023121 | 0.026185 | 0.029192 | 0.032161 | 0.034884 | 0.037885 | 0.04105 | 0.044207 | 0.047503 | 0.050155 | 0.053271 | 0.056451 | 0.059422 | 0.06237 | 0.065664 | 0.067432 | 0.070007 |  | 0.00063296 | 0.0012103 | 0.0020007 | 0.0031472 | 0.0047417 | 0.0069312 | 0.0094256 | 0.012444 | 0.015634 | 0.019041 | 0.023647 | 0.028617 | 0.035352 | 0.042148 | 0.050406 | 0.058776 | 0.067727 | 0.076844 | 0.086153 | 0.095218 | 0.10522 | 0.11602 | 0.12729 | 0.13934 | 0.15061 | 0.16284 | 0.17523 | 0.1876 | 0.20025 | 0.21369 | 0.22485 | 0.23717 |  | 0.00063296 | 0.0012103 | 0.0020007 | 0.0031578 | 0.0048082 | 0.0071575 | 0.0099976 | 0.01372 | 0.018098 | 0.023353 | 0.030843 | 0.039515 | 0.051539 | 0.064693 | 0.080836 | 0.097632 | 0.11565 | 0.13405 | 0.15264 | 0.17036 | 0.18912 | 0.20841 | 0.2274 | 0.24665 | 0.26453 | 0.2828 | 0.30066 | 0.31792 | 0.33496 | 0.35228 | 0.36684 | 0.38172 |  | 0.00063296 | 0.0045456 | 0.006527 | 0.0093451 | 0.012886 | 0.018688 | 0.027114 | 0.037674 | 0.04972 | 0.063278 | 0.07932 | 0.096189 | 0.11525 | 0.13413 | 0.15464 | 0.17502 | 0.19572 | 0.21623 | 0.23639 | 0.2556 | 0.27386 | 0.29033 | 0.30555 | 0.31999 | 0.33192 | 0.34386 | 0.35529 | 0.36655 | 0.378 | 0.39034 | 0.39975 | 0.41075
Shaw |  | 0.0020025 | 0.0038291 | 0.00633 | 0.0099905 | 0.015212 | 0.022645 | 0.031631 | 0.043409 | 0.057259 | 0.073885 | 0.097663 | 0.12529 | 0.16356 | 0.20546 | 0.25685 | 0.31036 | 0.36776 | 0.42644 | 0.48577 | 0.54234 | 0.60231 | 0.66407 | 0.72508 | 0.78713 | 0.84494 | 0.90413 | 0.962 | 1.0182 | 1.0737 | 1.1302 | 1.1782 | 1.2272 |  | 0.0020025 | 0.0038291 | 0.001987 | 0.0030843 | 0.0045947 | 0.006779 | 0.009656 | 0.013616 | 0.01832 | 0.023585 | 0.030257 | 0.036974 | 0.045714 | 0.053927 | 0.063743 | 0.073149 | 0.082844 | 0.092357 | 0.10175 | 0.11037 | 0.11986 | 0.12987 | 0.13986 | 0.15029 | 0.15868 | 0.16854 | 0.1786 | 0.188 | 0.19733 | 0.20775 | 0.21334 | 0.22149 |  | 0.0020025 | 0.0038291 | 0.00633 | 0.0099571 | 0.015002 | 0.021929 | 0.029821 | 0.03937 | 0.049462 | 0.060242 | 0.074895 | 0.090811 | 0.11235 | 0.13413 | 0.16057 | 0.18742 | 0.21616 | 0.24546 | 0.27541 | 0.30462 | 0.33687 | 0.37176 | 0.40835 | 0.44762 | 0.48452 | 0.5246 | 0.56519 | 0.60584 | 0.64752 | 0.69179 | 0.72894 | 0.76984 |  | 0.0020025 | 0.0038291 | 0.00633 | 0.0099905 | 0.015212 | 0.022645 | 0.031631 | 0.043409 | 0.057259 | 0.073885 | 0.097663 | 0.12529 | 0.16356 | 0.20546 | 0.25685 | 0.31036 | 0.36776 | 0.42644 | 0.48577 | 0.54234 | 0.60231 | 0.66407 | 0.72508 | 0.78713 | 0.84494 | 0.90413 | 0.962 | 1.0182 | 1.0737 | 1.1302 | 1.1782 | 1.2272 |  | 0.0020025 | 0.014381 | 0.02065 | 0.029831 | 0.04151 | 0.061237 | 0.090403 | 0.12701 | 0.16897 | 0.21631 | 0.27204 | 0.33075 | 0.39636 | 0.46134 | 0.53146 | 0.60112 | 0.67167 | 0.74146 | 0.80993 | 0.87506 | 0.93624 | 0.99054 | 1.0402 | 1.0868 | 1.1249 | 1.1625 | 1.1982 | 1.2336 | 1.2697 | 1.3087 | 1.3386 | 1.3736
Siddick |  | 0.00022664 | 0.00043336 | 0.0007164 | 0.0011307 | 0.0017217 | 0.0025629 | 0.0035798 | 0.0049128 | 0.0064804 | 0.008362 | 0.011036 | 0.014124 | 0.018408 | 0.023092 | 0.028842 | 0.034822 | 0.041233 | 0.04778 | 0.054391 | 0.060684 | 0.067347 | 0.074187 | 0.080905 | 0.087704 | 0.093999 | 0.10043 | 0.10671 | 0.11277 | 0.11874 | 0.1248 | 0.12987 | 0.13505 |  | 0.00022664 | 0.00043336 | 0.00022488 | 0.00034907 | 0.00052001 | 0.00076722 | 0.0010928 | 0.001541 | 0.0020734 | 0.0026692 | 0.0034243 | 0.0041845 | 0.0051737 | 0.0061032 | 0.0072142 | 0.0082787 | 0.0093759 | 0.010453 | 0.011516 | 0.012491 | 0.013565 | 0.014698 | 0.015829 | 0.017009 | 0.017959 | 0.019074 | 0.020213 | 0.021277 | 0.022333 | 0.023512 | 0.024145 | 0.025067 |  | 0.00022664 | 0.00043336 | 0.0007164 | 0.0011269 | 0.0016978 | 0.0024818 | 0.003375 | 0.0044557 | 0.0055978 | 0.0068179 | 0.0084596 | 0.010222 | 0.012612 | 0.015019 | 0.017946 | 0.020909 | 0.024075 | 0.027297 | 0.030583 | 0.03378 | 0.037307 | 0.041106 | 0.04506 | 0.04928 | 0.053208 | 0.057477 | 0.061801 | 0.066106 | 0.070503 | 0.07518 | 0.079029 | 0.083292 |  | 0.00022664 | 0.00043336 | 0.0007164 | 0.0011307 | 0.0017217 | 0.0025629 | 0.0035798 | 0.0049128 | 0.0064804 | 0.008362 | 0.011036 | 0.014124 | 0.018408 | 0.023092 | 0.028842 | 0.034822 | 0.041233 | 0.04778 | 0.054391 | 0.060684 | 0.067347 | 0.074187 | 0.080905 | 0.087704 | 0.093999 | 0.10043 | 0.10671 | 0.11277 | 0.11874 | 0.1248 | 0.12987 | 0.13505 |  | 0.00022664 | 0.0016276 | 0.0023371 | 0.0033215 | 0.0045448 | 0.0065083 | 0.0093215 | 0.012842 | 0.016841 | 0.021331 | 0.026666 | 0.032267 | 0.038656 | 0.044977 | 0.051885 | 0.058749 | 0.065734 | 0.072665 | 0.079489 | 0.085996 | 0.092237 | 0.097931 | 0.10323 | 0.10831 | 0.11253 | 0.11679 | 0.1209 | 0.12493 | 0.12902 | 0.13343 | 0.13678 | 0.14068
Silloth |  | 0.00093706 | 0.0017917 | 0.002962 | 0.0046749 | 0.0071183 | 0.010596 | 0.014801 | 0.020312 | 0.026794 | 0.034573 | 0.045844 | 0.059113 | 0.077432 | 0.097542 | 0.12216 | 0.14786 | 0.17548 | 0.20376 | 0.23243 | 0.25987 | 0.28901 | 0.31922 | 0.34939 | 0.38037 | 0.40957 | 0.43958 | 0.46898 | 0.49781 | 0.52656 | 0.5559 | 0.58139 | 0.60749 |  | 0.00093706 | 0.0017917 | 0.00092978 | 0.0014433 | 0.00215 | 0.0031721 | 0.0045184 | 0.0063715 | 0.0085725 | 0.011036 | 0.014158 | 0.017301 | 0.021391 | 0.025234 | 0.029828 | 0.034229 | 0.038765 | 0.043217 | 0.047612 | 0.051644 | 0.056086 | 0.060772 | 0.065446 | 0.070326 | 0.074252 | 0.078864 | 0.083572 | 0.087971 | 0.092336 | 0.097212 | 0.09983 | 0.10364 |  | 0.00093706 | 0.0017917 | 0.002962 | 0.0046592 | 0.0070198 | 0.010261 | 0.013954 | 0.018423 | 0.023145 | 0.028189 | 0.03519 | 0.04298 | 0.053469 | 0.064165 | 0.077112 | 0.09034 | 0.10454 | 0.11907 | 0.13399 | 0.14863 | 0.16481 | 0.18244 | 0.20119 | 0.2215 | 0.24092 | 0.26198 | 0.2833 | 0.30487 | 0.32713 | 0.35073 | 0.37119 | 0.3935 |  | 0.00093706 | 0.0017917 | 0.002962 | 0.0046749 | 0.0071183 | 0.010596 | 0.014801 | 0.020312 | 0.026794 | 0.034573 | 0.045844 | 0.059113 | 0.077432 | 0.097542 | 0.12216 | 0.14786 | 0.17548 | 0.20376 | 0.23243 | 0.25987 | 0.28901 | 0.31922 | 0.34939 | 0.38037 | 0.40957 | 0.43958 | 0.46898 | 0.49781 | 0.52656 | 0.5559 | 0.58139 | 0.60749 |  | 0.00093706 | 0.0067295 | 0.0096629 | 0.014433 | 0.020758 | 0.032284 | 0.050077 | 0.072513 | 0.098571 | 0.12818 | 0.16266 | 0.19919 | 0.23896 | 0.27846 | 0.32039 | 0.36211 | 0.40414 | 0.44559 | 0.48615 | 0.52466 | 0.55985 | 0.58993 | 0.61671 | 0.64103 | 0.66038 | 0.67874 | 0.69568 | 0.71261 | 0.72999 | 0.74886 | 0.7636 | 0.78088
Skelmersdale |  | 0.0029494 | 0.0056395 | 0.0093228 | 0.014714 | 0.022405 | 0.033352 | 0.046586 | 0.063933 | 0.084332 | 0.10882 | 0.14329 | 0.18269 | 0.23751 | 0.29733 | 0.37086 | 0.44717 | 0.52888 | 0.61221 | 0.6962 | 0.7759 | 0.86014 | 0.94615 | 1.0298 | 1.1138 | 1.1908 | 1.2691 | 1.3454 | 1.4183 | 1.4895 | 1.5617 | 1.6204 | 1.6804 |  | 0.0029494 | 0.0056395 | 0.0029265 | 0.0045427 | 0.0067671 | 0.0099842 | 0.014221 | 0.020054 | 0.026982 | 0.034736 | 0.044563 | 0.054455 | 0.067328 | 0.079424 | 0.093882 | 0.10774 | 0.12201 | 0.13602 | 0.14986 | 0.16255 | 0.17653 | 0.19128 | 0.20599 | 0.22135 | 0.23371 | 0.24822 | 0.26304 | 0.27689 | 0.29063 | 0.30597 | 0.31421 | 0.32621 |  | 0.0029494 | 0.0056395 | 0.0093228 | 0.014665 | 0.022095 | 0.032297 | 0.04392 | 0.057985 | 0.072848 | 0.088725 | 0.10976 | 0.13192 | 0.16209 | 0.19227 | 0.22906 | 0.26611 | 0.30559 | 0.34566 | 0.38637 | 0.42578 | 0.4692 | 0.51564 | 0.56337 | 0.61381 | 0.65995 | 0.71013 | 0.76099 | 0.81105 | 0.86184 | 0.91595 | 0.95883 | 1.0069 |  | 0.0029494 | 0.0056395 | 0.0093228 | 0.014714 | 0.022405 | 0.033352 | 0.046586 | 0.063933 | 0.084332 | 0.10882 | 0.14329 | 0.18269 | 0.23751 | 0.29733 | 0.37086 | 0.44717 | 0.52888 | 0.61221 | 0.6962 | 0.7759 | 0.86014 | 0.94615 | 1.0298 | 1.1138 | 1.1908 | 1.2691 | 1.3454 | 1.4183 | 1.4895 | 1.5617 | 1.6204 | 1.6804 |  | 0.0029494 | 0.021181 | 0.030414 | 0.042148 | 0.056117 | 0.076363 | 0.10335 | 0.13685 | 0.17398 | 0.2151 | 0.26501 | 0.31685 | 0.3789 | 0.44 | 0.50868 | 0.57676 | 0.64662 | 0.7163 | 0.78522 | 0.85111 | 0.91694 | 0.98006 | 1.0407 | 1.1008 | 1.152 | 1.2056 | 1.2584 | 1.3099 | 1.3619 | 1.4178 | 1.4594 | 1.5081
Slipway |  | 0.0020792 | 0.0039757 | 0.0065723 | 0.010373 | 0.015795 | 0.023512 | 0.032842 | 0.045071 | 0.059452 | 0.076714 | 0.10146 | 0.13029 | 0.1702 | 0.21391 | 0.26752 | 0.32336 | 0.38329 | 0.44457 | 0.50658 | 0.56575 | 0.62849 | 0.69317 | 0.75719 | 0.82239 | 0.88327 | 0.94562 | 1.0066 | 1.0659 | 1.1246 | 1.1844 | 1.2354 | 1.2875 |  | 0.0020792 | 0.0039757 | 0.0020631 | 0.0032024 | 0.0047706 | 0.0070386 | 0.010026 | 0.014138 | 0.019021 | 0.024488 | 0.031415 | 0.038389 | 0.047464 | 0.055992 | 0.066184 | 0.07595 | 0.086016 | 0.095893 | 0.10565 | 0.11459 | 0.12445 | 0.13485 | 0.14522 | 0.15604 | 0.16476 | 0.17499 | 0.18544 | 0.1952 | 0.20488 | 0.2157 | 0.22151 | 0.22997 |  | 0.0020792 | 0.0039757 | 0.0065723 | 0.010338 | 0.015576 | 0.022769 | 0.030963 | 0.040878 | 0.051355 | 0.062549 | 0.077823 | 0.094491 | 0.11702 | 0.13985 | 0.16755 | 0.19572 | 0.22588 | 0.25666 | 0.28816 | 0.31892 | 0.35289 | 0.38968 | 0.42834 | 0.46988 | 0.50904 | 0.55156 | 0.5946 | 0.63779 | 0.68211 | 0.72918 | 0.76894 | 0.81264 |  | 0.0020792 | 0.0039757 | 0.0065723 | 0.010373 | 0.015795 | 0.023512 | 0.032842 | 0.045071 | 0.059452 | 0.076714 | 0.10146 | 0.13029 | 0.1702 | 0.21391 | 0.26752 | 0.32336 | 0.38329 | 0.44457 | 0.50658 | 0.56575 | 0.62849 | 0.69317 | 0.75719 | 0.82239 | 0.88327 | 0.94562 | 1.0066 | 1.0659 | 1.1246 | 1.1844 | 1.2354 | 1.2875 |  | 0.0020792 | 0.014932 | 0.021441 | 0.031172 | 0.043663 | 0.064977 | 0.096719 | 0.13663 | 0.18256 | 0.23452 | 0.29564 | 0.36021 | 0.43208 | 0.50345 | 0.58031 | 0.65683 | 0.7344 | 0.81122 | 0.88671 | 0.95866 | 1.0262 | 1.086 | 1.1406 | 1.1917 | 1.2335 | 1.2745 | 1.3132 | 1.3515 | 1.3903 | 1.4321 | 1.4644 | 1.5019
Snipe |  | 0.0023832 | 0.004557 | 0.0075333 | 0.01189 | 0.018104 | 0.02695 | 0.037644 | 0.051661 | 0.068145 | 0.087931 | 0.11586 | 0.14785 | 0.19234 | 0.24091 | 0.30059 | 0.36256 | 0.42894 | 0.49666 | 0.56494 | 0.62979 | 0.69836 | 0.76848 | 0.83687 | 0.90568 | 0.96888 | 1.0333 | 1.0961 | 1.1562 | 1.2151 | 1.2748 | 1.3238 | 1.3738 |  | 0.0023832 | 0.004557 | 0.0023648 | 0.0036707 | 0.0054682 | 0.0080678 | 0.011492 | 0.016205 | 0.021803 | 0.028068 | 0.036009 | 0.044003 | 0.054405 | 0.064179 | 0.075862 | 0.087056 | 0.098594 | 0.10992 | 0.12109 | 0.13135 | 0.14265 | 0.15456 | 0.16645 | 0.17886 | 0.18885 | 0.20058 | 0.21255 | 0.22374 | 0.23484 | 0.24724 | 0.2539 | 0.2636 |  | 0.0023832 | 0.004557 | 0.0075333 | 0.01185 | 0.017854 | 0.026098 | 0.03549 | 0.046855 | 0.058865 | 0.071695 | 0.08876 | 0.10682 | 0.13139 | 0.15602 | 0.18601 | 0.21625 | 0.24851 | 0.28127 | 0.31458 | 0.34687 | 0.38247 | 0.42061 | 0.45994 | 0.50163 | 0.53993 | 0.58159 | 0.62382 | 0.6655 | 0.70788 | 0.753 | 0.78915 | 0.82951 |  | 0.0023832 | 0.004557 | 0.0075333 | 0.01189 | 0.018104 | 0.02695 | 0.037644 | 0.051661 | 0.068145 | 0.087931 | 0.11586 | 0.14785 | 0.19234 | 0.24091 | 0.30059 | 0.36256 | 0.42894 | 0.49666 | 0.56494 | 0.62979 | 0.69836 | 0.76848 | 0.83687 | 0.90568 | 0.96888 | 1.0333 | 1.0961 | 1.1562 | 1.2151 | 1.2748 | 1.3238 | 1.3738 |  | 0.0023832 | 0.017115 | 0.024576 | 0.034278 | 0.045964 | 0.063423 | 0.08723 | 0.11685 | 0.14995 | 0.18676 | 0.23113 | 0.27737 | 0.33186 | 0.38559 | 0.44546 | 0.50483 | 0.5656 | 0.6261 | 0.68586 | 0.74293 | 0.79924 | 0.85244 | 0.90309 | 0.95278 | 0.99485 | 1.0384 | 1.0812 | 1.1229 | 1.1651 | 1.2105 | 1.2445 | 1.2842
South Park |  | 0.0013742 | 0.0026277 | 0.0043439 | 0.0068559 | 0.010439 | 0.01554 | 0.021706 | 0.029789 | 0.039294 | 0.050703 | 0.067092 | 0.086217 | 0.11268 | 0.14169 | 0.17724 | 0.21429 | 0.25407 | 0.29475 | 0.33593 | 0.37525 | 0.41697 | 0.46002 | 0.50271 | 0.54627 | 0.58703 | 0.62881 | 0.6697 | 0.70953 | 0.74906 | 0.78933 | 0.8238 | 0.85907 |  | 0.0013742 | 0.0026277 | 0.0013636 | 0.0021166 | 0.0031531 | 0.004652 | 0.0066263 | 0.0093441 | 0.012572 | 0.016185 | 0.020763 | 0.025373 | 0.031371 | 0.037007 | 0.043743 | 0.050198 | 0.056851 | 0.063379 | 0.069825 | 0.075737 | 0.082253 | 0.089124 | 0.095979 | 0.10314 | 0.10889 | 0.11566 | 0.12256 | 0.12901 | 0.13541 | 0.14256 | 0.1464 | 0.15199 |  | 0.0013742 | 0.0026277 | 0.0043439 | 0.0068329 | 0.010295 | 0.015048 | 0.020464 | 0.027017 | 0.033942 | 0.04134 | 0.051467 | 0.062558 | 0.077541 | 0.092738 | 0.11117 | 0.12993 | 0.15003 | 0.17056 | 0.19157 | 0.21211 | 0.23481 | 0.25943 | 0.28536 | 0.31328 | 0.33969 | 0.36836 | 0.39739 | 0.42659 | 0.45659 | 0.48845 | 0.51553 | 0.54524 |  | 0.0013742 | 0.0026277 | 0.0043439 | 0.0068559 | 0.010439 | 0.01554 | 0.021706 | 0.029789 | 0.039294 | 0.050703 | 0.067092 | 0.086217 | 0.11268 | 0.14169 | 0.17724 | 0.21429 | 0.25407 | 0.29475 | 0.33593 | 0.37525 | 0.41697 | 0.46002 | 0.50271 | 0.54627 | 0.58703 | 0.62881 | 0.6697 | 0.70953 | 0.74906 | 0.78933 | 0.8238 | 0.85907 |  | 0.0013742 | 0.0098691 | 0.014171 | 0.020706 | 0.029149 | 0.043784 | 0.065773 | 0.093448 | 0.12538 | 0.16155 | 0.20403 | 0.24897 | 0.29875 | 0.34824 | 0.40137 | 0.4543 | 0.50793 | 0.56102 | 0.6132 | 0.66296 | 0.70943 | 0.75037 | 0.78762 | 0.82227 | 0.85057 | 0.87813 | 0.90403 | 0.92964 | 0.95569 | 0.9837 | 1.0054 | 1.0306
Spa Rd |  | 0.0017309 | 0.0033097 | 0.0054714 | 0.0086355 | 0.013149 | 0.019574 | 0.027341 | 0.037521 | 0.049493 | 0.063864 | 0.085584 | 0.11222 | 0.14861 | 0.1889 | 0.23794 | 0.28956 | 0.34529 | 0.40264 | 0.46124 | 0.51793 | 0.57856 | 0.64256 | 0.70851 | 0.77792 | 0.84543 | 0.91548 | 0.9845 | 1.054 | 1.1246 | 1.1971 | 1.2637 | 1.3322 |  | 0.0017309 | 0.0033097 | 0.0017175 | 0.002666 | 0.0039715 | 0.0058596 | 0.0083463 | 0.01177 | 0.015835 | 0.020386 | 0.026153 | 0.031959 | 0.039514 | 0.046613 | 0.055098 | 0.063228 | 0.071608 | 0.079831 | 0.087949 | 0.095397 | 0.1036 | 0.11226 | 0.12089 | 0.12991 | 0.13716 | 0.14568 | 0.15438 | 0.1625 | 0.17056 | 0.17957 | 0.18441 | 0.19145 |  | 0.0017309 | 0.0033097 | 0.0054714 | 0.0086066 | 0.012967 | 0.018955 | 0.025776 | 0.03403 | 0.042753 | 0.052071 | 0.065904 | 0.082416 | 0.10435 | 0.12724 | 0.15473 | 0.1833 | 0.21424 | 0.2462 | 0.2794 | 0.31244 | 0.34913 | 0.3899 | 0.43474 | 0.48446 | 0.53389 | 0.58742 | 0.64152 | 0.69757 | 0.75618 | 0.81809 | 0.87545 | 0.93686 |  | 0.0017309 | 0.0033097 | 0.0054714 | 0.0086355 | 0.013149 | 0.019574 | 0.027341 | 0.037521 | 0.049493 | 0.063864 | 0.085584 | 0.11222 | 0.14861 | 0.1889 | 0.23794 | 0.28956 | 0.34529 | 0.40264 | 0.46124 | 0.51793 | 0.57856 | 0.64256 | 0.70851 | 0.77792 | 0.84543 | 0.91548 | 0.9845 | 1.054 | 1.1246 | 1.1971 | 1.2637 | 1.3322 |  | 0.0017309 | 0.012431 | 0.017849 | 0.029614 | 0.046643 | 0.082369 | 0.14137 | 0.21629 | 0.30495 | 0.40673 | 0.52351 | 0.6483 | 0.77919 | 0.90986 | 1.0452 | 1.1802 | 1.3152 | 1.4478 | 1.5771 | 1.6996 | 1.8068 | 1.8926 | 1.9652 | 2.0267 | 2.073 | 2.1123 | 2.1455 | 2.1798 | 2.2155 | 2.2546 | 2.287 | 2.3248
Spadeadam 11/33kV |  | 0.0019165 | 0.0036646 | 0.006058 | 0.0095613 | 0.014559 | 0.021672 | 0.030272 | 0.041544 | 0.054799 | 0.070711 | 0.093297 | 0.11933 | 0.15548 | 0.19498 | 0.2435 | 0.29392 | 0.34798 | 0.40317 | 0.45889 | 0.51191 | 0.56802 | 0.62558 | 0.68204 | 0.73911 | 0.79187 | 0.84574 | 0.89832 | 0.949 | 0.99883 | 1.0495 | 1.0916 | 1.1347 |  | 0.0019165 | 0.0036646 | 0.0019016 | 0.0029518 | 0.0043973 | 0.0064877 | 0.0092411 | 0.013031 | 0.017533 | 0.022571 | 0.028957 | 0.035385 | 0.04375 | 0.05161 | 0.061005 | 0.070007 | 0.079285 | 0.088389 | 0.097378 | 0.10562 | 0.11471 | 0.12429 | 0.13385 | 0.14383 | 0.15186 | 0.1613 | 0.17093 | 0.17992 | 0.18885 | 0.19882 | 0.20418 | 0.21197 |  | 0.0019165 | 0.0036646 | 0.006058 | 0.0095293 | 0.014357 | 0.020987 | 0.02854 | 0.037679 | 0.047336 | 0.057654 | 0.071507 | 0.086338 | 0.10647 | 0.12672 | 0.15136 | 0.17627 | 0.20289 | 0.22996 | 0.25757 | 0.28439 | 0.31399 | 0.34583 | 0.37892 | 0.41419 | 0.44693 | 0.48252 | 0.51857 | 0.55439 | 0.59096 | 0.62984 | 0.66169 | 0.697 |  | 0.0019165 | 0.0036646 | 0.006058 | 0.0095613 | 0.014559 | 0.021672 | 0.030272 | 0.041544 | 0.054799 | 0.070711 | 0.093297 | 0.11933 | 0.15548 | 0.19498 | 0.2435 | 0.29392 | 0.34798 | 0.40317 | 0.45889 | 0.51191 | 0.56802 | 0.62558 | 0.68204 | 0.73911 | 0.79187 | 0.84574 | 0.89832 | 0.949 | 0.99883 | 1.0495 | 1.0916 | 1.1347 |  | 0.0019165 | 0.013763 | 0.019763 | 0.027991 | 0.03816 | 0.054281 | 0.07719 | 0.10583 | 0.13825 | 0.1746 | 0.21785 | 0.26319 | 0.31514 | 0.36648 | 0.42274 | 0.47859 | 0.53544 | 0.59185 | 0.64737 | 0.70028 | 0.75122 | 0.7979 | 0.84151 | 0.88341 | 0.91831 | 0.95375 | 0.98801 | 1.0217 | 1.0558 | 1.0927 | 1.1205 | 1.1531
Spadeadam 132/11kV |  | 4.0414e-05 | 7.7275e-05 | 0.00012774 | 0.00020162 | 0.000307 | 0.000457 | 0.00063834 | 0.00087604 | 0.0011556 | 0.0014911 | 0.0020143 | 0.002674 | 0.0035694 | 0.0045659 | 0.0057746 | 0.0070535 | 0.0084384 | 0.0098686 | 0.011337 | 0.012768 | 0.014304 | 0.015942 | 0.01766 | 0.019492 | 0.021303 | 0.02319 | 0.025053 | 0.026951 | 0.028897 | 0.0309 | 0.032788 | 0.034726 |  | 4.0414e-05 | 7.7275e-05 | 4.01e-05 | 6.2245e-05 | 9.2725e-05 | 0.00013681 | 0.00019487 | 0.00027479 | 0.00036971 | 0.00047596 | 0.00061062 | 0.00074617 | 0.00092256 | 0.0010883 | 0.0012864 | 0.0014762 | 0.0016719 | 0.0018639 | 0.0020534 | 0.0022273 | 0.0024189 | 0.002621 | 0.0028226 | 0.003033 | 0.0032024 | 0.0034013 | 0.0036043 | 0.003794 | 0.0039823 | 0.0041926 | 0.0043055 | 0.0044699 |  | 4.0414e-05 | 7.7275e-05 | 0.00012774 | 0.00020094 | 0.00030275 | 0.00044255 | 0.00060182 | 0.00079453 | 0.00099819 | 0.0012157 | 0.0015548 | 0.0019782 | 0.0025359 | 0.0031264 | 0.0038316 | 0.0045726 | 0.0053789 | 0.0062162 | 0.0070917 | 0.00797 | 0.0089469 | 0.010043 | 0.011268 | 0.01264 | 0.014029 | 0.01553 | 0.017045 | 0.01863 | 0.020296 | 0.022052 | 0.023722 | 0.025497 |  | 4.0414e-05 | 7.7275e-05 | 0.00012774 | 0.00020162 | 0.000307 | 0.000457 | 0.00063834 | 0.00087604 | 0.0011556 | 0.0014911 | 0.0020143 | 0.002674 | 0.0035694 | 0.0045659 | 0.0057746 | 0.0070535 | 0.0084384 | 0.0098686 | 0.011337 | 0.012768 | 0.014304 | 0.015942 | 0.01766 | 0.019492 | 0.021303 | 0.02319 | 0.025053 | 0.026951 | 0.028897 | 0.0309 | 0.032788 | 0.034726 |  | 4.0414e-05 | 0.00029023 | 0.00041674 | 0.00074412 | 0.0012371 | 0.0023219 | 0.0041507 | 0.0064774 | 0.0092459 | 0.012433 | 0.016072 | 0.019968 | 0.024007 | 0.028044 | 0.032189 | 0.036328 | 0.040456 | 0.044502 | 0.048436 | 0.052159 | 0.055367 | 0.057868 | 0.059937 | 0.061639 | 0.062877 | 0.063869 | 0.064661 | 0.065496 | 0.066382 | 0.067357 | 0.068195 | 0.069172
Spotland |  | 0.0023705 | 0.0045327 | 0.0074932 | 0.011826 | 0.018008 | 0.026806 | 0.037443 | 0.051386 | 0.067781 | 0.087462 | 0.11528 | 0.14721 | 0.19158 | 0.24004 | 0.29958 | 0.36141 | 0.42766 | 0.49527 | 0.56346 | 0.62825 | 0.69678 | 0.76691 | 0.83541 | 0.90441 | 0.9679 | 1.0326 | 1.0957 | 1.1563 | 1.2156 | 1.2759 | 1.3254 | 1.3761 |  | 0.0023705 | 0.0045327 | 0.0023521 | 0.0036511 | 0.005439 | 0.0080247 | 0.01143 | 0.016118 | 0.021686 | 0.027919 | 0.035817 | 0.043768 | 0.054115 | 0.063837 | 0.075457 | 0.086592 | 0.098068 | 0.10933 | 0.12045 | 0.13065 | 0.14189 | 0.15374 | 0.16556 | 0.17791 | 0.18784 | 0.19951 | 0.21142 | 0.22255 | 0.23359 | 0.24592 | 0.25255 | 0.26219 |  | 0.0023705 | 0.0045327 | 0.0074932 | 0.011787 | 0.017758 | 0.025959 | 0.035301 | 0.046605 | 0.058551 | 0.071312 | 0.08833 | 0.1064 | 0.13096 | 0.1556 | 0.18561 | 0.21589 | 0.2482 | 0.28103 | 0.31443 | 0.34684 | 0.38256 | 0.42089 | 0.46049 | 0.50251 | 0.54124 | 0.58334 | 0.62601 | 0.6682 | 0.71113 | 0.75684 | 0.79366 | 0.8347 |  | 0.0023705 | 0.0045327 | 0.0074932 | 0.011826 | 0.018008 | 0.026806 | 0.037443 | 0.051386 | 0.067781 | 0.087462 | 0.11528 | 0.14721 | 0.19158 | 0.24004 | 0.29958 | 0.36141 | 0.42766 | 0.49527 | 0.56346 | 0.62825 | 0.69678 | 0.76691 | 0.83541 | 0.90441 | 0.9679 | 1.0326 | 1.0957 | 1.1563 | 1.2156 | 1.2759 | 1.3254 | 1.3761 |  | 0.0023705 | 0.017024 | 0.024445 | 0.034237 | 0.046118 | 0.064153 | 0.089034 | 0.12004 | 0.15481 | 0.19358 | 0.24013 | 0.28872 | 0.34552 | 0.40156 | 0.46369 | 0.52533 | 0.58832 | 0.65097 | 0.71279 | 0.77178 | 0.82959 | 0.88375 | 0.93505 | 0.9851 | 1.0273 | 1.0708 | 1.1133 | 1.1548 | 1.1969 | 1.2421 | 1.2761 | 1.3159
Spring Cottage |  | 0.00072988 | 0.0013956 | 0.0023071 | 0.0036413 | 0.0055445 | 0.0082535 | 0.011529 | 0.015821 | 0.02087 | 0.026929 | 0.035648 | 0.045841 | 0.059939 | 0.075394 | 0.094333 | 0.11408 | 0.13528 | 0.15696 | 0.17892 | 0.19989 | 0.22215 | 0.24514 | 0.26798 | 0.29131 | 0.31319 | 0.33562 | 0.35758 | 0.37901 | 0.4003 | 0.42199 | 0.44062 | 0.45968 |  | 0.00072988 | 0.0013956 | 0.00072421 | 0.0011242 | 0.0016746 | 0.0024708 | 0.0035194 | 0.0049628 | 0.0066771 | 0.008596 | 0.011028 | 0.013476 | 0.016662 | 0.019655 | 0.023233 | 0.026661 | 0.030195 | 0.033662 | 0.037085 | 0.040225 | 0.043686 | 0.047336 | 0.050977 | 0.054777 | 0.057836 | 0.061428 | 0.065095 | 0.068521 | 0.071921 | 0.075719 | 0.077758 | 0.080727 |  | 0.00072988 | 0.0013956 | 0.0023071 | 0.0036291 | 0.0054677 | 0.0079925 | 0.010869 | 0.014349 | 0.018027 | 0.021957 | 0.02735 | 0.033275 | 0.041274 | 0.049396 | 0.059243 | 0.069271 | 0.080021 | 0.091 | 0.10225 | 0.11325 | 0.1254 | 0.1386 | 0.15254 | 0.16757 | 0.18182 | 0.19729 | 0.21296 | 0.22873 | 0.24496 | 0.26218 | 0.27689 | 0.293 |  | 0.00072988 | 0.0013956 | 0.0023071 | 0.0036413 | 0.0055445 | 0.0082535 | 0.011529 | 0.015821 | 0.02087 | 0.026929 | 0.035648 | 0.045841 | 0.059939 | 0.075394 | 0.094333 | 0.11408 | 0.13528 | 0.15696 | 0.17892 | 0.19989 | 0.22215 | 0.24514 | 0.26798 | 0.29131 | 0.31319 | 0.33562 | 0.35758 | 0.37901 | 0.4003 | 0.42199 | 0.44062 | 0.45968 |  | 0.00072988 | 0.0052417 | 0.0075264 | 0.011045 | 0.015614 | 0.023648 | 0.035808 | 0.051112 | 0.068787 | 0.088814 | 0.11226 | 0.13706 | 0.16439 | 0.19153 | 0.22056 | 0.24944 | 0.27864 | 0.30749 | 0.33577 | 0.36268 | 0.38763 | 0.40938 | 0.42902 | 0.44717 | 0.46184 | 0.47604 | 0.48934 | 0.50255 | 0.51604 | 0.53063 | 0.54192 | 0.55511
Spring Garden St 11kV |  | 0.0015426 | 0.0029496 | 0.0048762 | 0.007696 | 0.011718 | 0.017444 | 0.024366 | 0.033439 | 0.044109 | 0.056916 | 0.075324 | 0.096818 | 0.12656 | 0.15915 | 0.1991 | 0.24074 | 0.28545 | 0.33117 | 0.37746 | 0.42166 | 0.46856 | 0.51697 | 0.56499 | 0.61401 | 0.65989 | 0.70693 | 0.75295 | 0.79781 | 0.84231 | 0.88767 | 0.92651 | 0.96625 |  | 0.0015426 | 0.0029496 | 0.0015306 | 0.002376 | 0.0035394 | 0.0052221 | 0.0074383 | 0.010489 | 0.014112 | 0.018168 | 0.023308 | 0.028482 | 0.035215 | 0.041542 | 0.049103 | 0.056349 | 0.063817 | 0.071145 | 0.078381 | 0.085018 | 0.092332 | 0.10005 | 0.10774 | 0.11577 | 0.12224 | 0.12983 | 0.13758 | 0.14482 | 0.15201 | 0.16003 | 0.16434 | 0.17062 |  | 0.0015426 | 0.0029496 | 0.0048762 | 0.0076702 | 0.011556 | 0.016892 | 0.022972 | 0.030328 | 0.038102 | 0.046406 | 0.057784 | 0.070259 | 0.087108 | 0.10421 | 0.12494 | 0.14604 | 0.16866 | 0.19176 | 0.21541 | 0.23854 | 0.26409 | 0.2918 | 0.32101 | 0.35247 | 0.38224 | 0.41456 | 0.44728 | 0.48019 | 0.51401 | 0.54991 | 0.58046 | 0.61396 |  | 0.0015426 | 0.0029496 | 0.0048762 | 0.007696 | 0.011718 | 0.017444 | 0.024366 | 0.033439 | 0.044109 | 0.056916 | 0.075324 | 0.096818 | 0.12656 | 0.15915 | 0.1991 | 0.24074 | 0.28545 | 0.33117 | 0.37746 | 0.42166 | 0.46856 | 0.51697 | 0.56499 | 0.61401 | 0.65989 | 0.70693 | 0.75295 | 0.79781 | 0.84231 | 0.88767 | 0.92651 | 0.96625 |  | 0.0015426 | 0.011078 | 0.015907 | 0.023278 | 0.032818 | 0.049401 | 0.074357 | 0.10576 | 0.14201 | 0.18306 | 0.23123 | 0.28216 | 0.3385 | 0.39447 | 0.4545 | 0.51427 | 0.57477 | 0.63462 | 0.69338 | 0.74934 | 0.80149 | 0.84728 | 0.88882 | 0.92739 | 0.95877 | 0.98927 | 1.0179 | 1.0463 | 1.0752 | 1.1063 | 1.1304 | 1.1584
Spring Garden St 6.6kV |  | 0.00093204 | 0.0017822 | 0.0029461 | 0.0046498 | 0.0070802 | 0.01054 | 0.014722 | 0.020204 | 0.02665 | 0.034388 | 0.046191 | 0.060785 | 0.080688 | 0.10275 | 0.12959 | 0.15788 | 0.18845 | 0.21995 | 0.25218 | 0.28343 | 0.3169 | 0.35234 | 0.38905 | 0.42786 | 0.46579 | 0.50521 | 0.54409 | 0.58336 | 0.6234 | 0.66457 | 0.70272 | 0.74189 |  | 0.00093204 | 0.0017822 | 0.0009248 | 0.0014355 | 0.0021385 | 0.0031551 | 0.0044941 | 0.0063374 | 0.0085265 | 0.010977 | 0.014082 | 0.017209 | 0.021277 | 0.025099 | 0.029668 | 0.034046 | 0.038558 | 0.042985 | 0.047357 | 0.051367 | 0.055786 | 0.060446 | 0.065096 | 0.069949 | 0.073855 | 0.078442 | 0.083124 | 0.087499 | 0.091841 | 0.096691 | 0.099295 | 0.10309 |  | 0.00093204 | 0.0017822 | 0.0029461 | 0.0046343 | 0.0069822 | 0.010206 | 0.013879 | 0.018324 | 0.023021 | 0.028038 | 0.035594 | 0.044738 | 0.056853 | 0.069555 | 0.08478 | 0.10066 | 0.11789 | 0.13571 | 0.15427 | 0.17279 | 0.19336 | 0.21629 | 0.24164 | 0.26984 | 0.29804 | 0.32857 | 0.35941 | 0.39146 | 0.42504 | 0.46049 | 0.49364 | 0.52904 |  | 0.00093204 | 0.0017822 | 0.0029461 | 0.0046498 | 0.0070802 | 0.01054 | 0.014722 | 0.020204 | 0.02665 | 0.034388 | 0.046191 | 0.060785 | 0.080688 | 0.10275 | 0.12959 | 0.15788 | 0.18845 | 0.21995 | 0.25218 | 0.28343 | 0.3169 | 0.35234 | 0.38905 | 0.42786 | 0.46579 | 0.50521 | 0.54409 | 0.58336 | 0.6234 | 0.66457 | 0.70272 | 0.74189 |  | 0.00093204 | 0.0066935 | 0.0096111 | 0.016299 | 0.026107 | 0.047007 | 0.081768 | 0.12595 | 0.17836 | 0.23861 | 0.30766 | 0.38154 | 0.45877 | 0.53595 | 0.61569 | 0.69533 | 0.77499 | 0.85321 | 0.92946 | 1.0018 | 1.0649 | 1.1151 | 1.1574 | 1.1931 | 1.2197 | 1.2421 | 1.2607 | 1.2799 | 1.3 | 1.3218 | 1.3402 | 1.3615
Squires Gate |  | 0.0011023 | 0.0021076 | 0.0034842 | 0.0054991 | 0.0083733 | 0.012464 | 0.01741 | 0.023894 | 0.031517 | 0.040668 | 0.054151 | 0.070287 | 0.092473 | 0.11691 | 0.14676 | 0.17803 | 0.2117 | 0.24624 | 0.28138 | 0.31517 | 0.35116 | 0.38875 | 0.42679 | 0.46626 | 0.50399 | 0.54292 | 0.58117 | 0.61911 | 0.65728 | 0.69635 | 0.73122 | 0.76696 |  | 0.0011023 | 0.0021076 | 0.0010937 | 0.0016977 | 0.002529 | 0.0037314 | 0.0053149 | 0.0074948 | 0.010084 | 0.012982 | 0.016654 | 0.020351 | 0.025162 | 0.029683 | 0.035086 | 0.040264 | 0.0456 | 0.050836 | 0.056006 | 0.060748 | 0.065975 | 0.071486 | 0.076985 | 0.082724 | 0.087343 | 0.092768 | 0.098306 | 0.10348 | 0.10861 | 0.11435 | 0.11743 | 0.12191 |  | 0.0011023 | 0.0021076 | 0.0034842 | 0.0054807 | 0.0082574 | 0.01207 | 0.016414 | 0.02167 | 0.027225 | 0.033159 | 0.041619 | 0.05131 | 0.064286 | 0.07765 | 0.09377 | 0.11037 | 0.12825 | 0.14663 | 0.16559 | 0.18431 | 0.20506 | 0.22785 | 0.25245 | 0.27938 | 0.3056 | 0.33402 | 0.36276 | 0.39216 | 0.4227 | 0.45501 | 0.48396 | 0.51524 |  | 0.0011023 | 0.0021076 | 0.0034842 | 0.0054991 | 0.0083733 | 0.012464 | 0.01741 | 0.023894 | 0.031517 | 0.040668 | 0.054151 | 0.070287 | 0.092473 | 0.11691 | 0.14676 | 0.17803 | 0.2117 | 0.24624 | 0.28138 | 0.31517 | 0.35116 | 0.38875 | 0.42679 | 0.46626 | 0.50399 | 0.54292 | 0.58117 | 0.61911 | 0.65728 | 0.69635 | 0.73122 | 0.76696 |  | 0.0011023 | 0.0079159 | 0.011366 | 0.017714 | 0.026488 | 0.043604 | 0.070965 | 0.10561 | 0.14628 | 0.19277 | 0.24653 | 0.30379 | 0.36496 | 0.42595 | 0.48989 | 0.55368 | 0.61779 | 0.68093 | 0.74265 | 0.8013 | 0.85387 | 0.89754 | 0.93558 | 0.96914 | 0.99532 | 1.019 | 1.0402 | 1.0615 | 1.0834 | 1.1072 | 1.1263 | 1.1485
St Annes |  | 0.0017006 | 0.0032517 | 0.0053755 | 0.008484 | 0.012918 | 0.01923 | 0.026861 | 0.036863 | 0.048625 | 0.062744 | 0.082668 | 0.10549 | 0.13723 | 0.17188 | 0.21446 | 0.25866 | 0.30602 | 0.35433 | 0.40304 | 0.4493 | 0.49822 | 0.54823 | 0.597 | 0.64606 | 0.69112 | 0.73703 | 0.78178 | 0.82464 | 0.8666 | 0.90917 | 0.94404 | 0.97965 |  | 0.0017006 | 0.0032517 | 0.0016874 | 0.0026193 | 0.0039019 | 0.0057568 | 0.0082 | 0.011563 | 0.015557 | 0.020028 | 0.025694 | 0.031399 | 0.038821 | 0.045796 | 0.054132 | 0.062119 | 0.070352 | 0.078431 | 0.086407 | 0.093724 | 0.10179 | 0.11029 | 0.11877 | 0.12763 | 0.13475 | 0.14312 | 0.15167 | 0.15965 | 0.16757 | 0.17642 | 0.18117 | 0.18809 |  | 0.0017006 | 0.0032517 | 0.0053755 | 0.0084556 | 0.01274 | 0.018622 | 0.025324 | 0.033434 | 0.042003 | 0.051158 | 0.063333 | 0.076215 | 0.093742 | 0.1113 | 0.1327 | 0.15427 | 0.17727 | 0.20064 | 0.2244 | 0.24742 | 0.27281 | 0.3 | 0.32804 | 0.35775 | 0.38504 | 0.41472 | 0.44481 | 0.4745 | 0.50468 | 0.53682 | 0.56255 | 0.59129 |  | 0.0017006 | 0.0032517 | 0.0053755 | 0.008484 | 0.012918 | 0.01923 | 0.026861 | 0.036863 | 0.048625 | 0.062744 | 0.082668 | 0.10549 | 0.13723 | 0.17188 | 0.21446 | 0.25866 | 0.30602 | 0.35433 | 0.40304 | 0.4493 | 0.49822 | 0.54823 | 0.597 | 0.64606 | 0.69112 | 0.73703 | 0.78178 | 0.82464 | 0.8666 | 0.90917 | 0.94404 | 0.97965 |  | 0.0017006 | 0.012213 | 0.017536 | 0.024452 | 0.032777 | 0.045185 | 0.062076 | 0.083095 | 0.10657 | 0.13268 | 0.16418 | 0.19701 | 0.23573 | 0.27393 | 0.31652 | 0.35877 | 0.40204 | 0.44513 | 0.48771 | 0.52839 | 0.56858 | 0.60661 | 0.64285 | 0.67842 | 0.70858 | 0.73984 | 0.77047 | 0.80039 | 0.8306 | 0.86309 | 0.88743 | 0.91585
St Marys |  | 0.00049958 | 0.00095526 | 0.0015792 | 0.0024924 | 0.0037951 | 0.0056494 | 0.007891 | 0.010829 | 0.014285 | 0.018432 | 0.024931 | 0.033159 | 0.044316 | 0.056743 | 0.071808 | 0.087761 | 0.10505 | 0.1229 | 0.14126 | 0.15915 | 0.17839 | 0.19895 | 0.22057 | 0.2437 | 0.26662 | 0.29053 | 0.31417 | 0.33831 | 0.3631 | 0.38865 | 0.41283 | 0.43767 |  | 0.00049958 | 0.00095526 | 0.00049571 | 0.00076946 | 0.0011463 | 0.0016912 | 0.0024089 | 0.0033969 | 0.0045703 | 0.0058838 | 0.0075483 | 0.009224 | 0.011404 | 0.013453 | 0.015902 | 0.018249 | 0.020667 | 0.023041 | 0.025384 | 0.027533 | 0.029902 | 0.0324 | 0.034892 | 0.037494 | 0.039587 | 0.042046 | 0.044556 | 0.046901 | 0.049228 | 0.051828 | 0.053223 | 0.055256 |  | 0.00049958 | 0.00095526 | 0.0015792 | 0.002484 | 0.0037425 | 0.0054707 | 0.0074395 | 0.0098218 | 0.012339 | 0.015029 | 0.019251 | 0.024558 | 0.03154 | 0.038948 | 0.047789 | 0.057093 | 0.067224 | 0.077754 | 0.088776 | 0.099847 | 0.11217 | 0.12602 | 0.14156 | 0.159 | 0.1767 | 0.19585 | 0.21518 | 0.23545 | 0.25678 | 0.27927 | 0.30076 | 0.32358 |  | 0.00049958 | 0.00095526 | 0.0015792 | 0.0024924 | 0.0037951 | 0.0056494 | 0.007891 | 0.010829 | 0.014285 | 0.018432 | 0.024931 | 0.033159 | 0.044316 | 0.056743 | 0.071808 | 0.087761 | 0.10505 | 0.1229 | 0.14126 | 0.15915 | 0.17839 | 0.19895 | 0.22057 | 0.2437 | 0.26662 | 0.29053 | 0.31417 | 0.33831 | 0.3631 | 0.38865 | 0.41283 | 0.43767 |  | 0.00049958 | 0.0035878 | 0.0051517 | 0.0093004 | 0.015579 | 0.029544 | 0.053177 | 0.08326 | 0.11909 | 0.16038 | 0.20751 | 0.25802 | 0.31033 | 0.36265 | 0.41635 | 0.47 | 0.52353 | 0.57601 | 0.62709 | 0.67549 | 0.71715 | 0.74962 | 0.77647 | 0.79852 | 0.81458 | 0.82737 | 0.8375 | 0.8482 | 0.85949 | 0.87189 | 0.8826 | 0.89503
St Marys St |  | 0.0010933 | 0.0020905 | 0.0034558 | 0.0054542 | 0.008305 | 0.012363 | 0.017268 | 0.023699 | 0.03126 | 0.040337 | 0.053788 | 0.069979 | 0.092208 | 0.11672 | 0.14664 | 0.17802 | 0.21182 | 0.24654 | 0.28188 | 0.31592 | 0.35221 | 0.39022 | 0.42887 | 0.46912 | 0.50777 | 0.54771 | 0.58699 | 0.62611 | 0.66558 | 0.70602 | 0.74241 | 0.77973 |  | 0.0010933 | 0.0020905 | 0.0010848 | 0.0016839 | 0.0025084 | 0.003701 | 0.0052716 | 0.0074337 | 0.010002 | 0.012876 | 0.016518 | 0.020186 | 0.024957 | 0.029441 | 0.0348 | 0.039935 | 0.045228 | 0.050422 | 0.055549 | 0.060253 | 0.065437 | 0.070903 | 0.076357 | 0.08205 | 0.086631 | 0.092012 | 0.097505 | 0.10264 | 0.10773 | 0.11342 | 0.11647 | 0.12092 |  | 0.0010933 | 0.0020905 | 0.0034558 | 0.005436 | 0.0081901 | 0.011972 | 0.01628 | 0.021494 | 0.027003 | 0.032889 | 0.041358 | 0.051157 | 0.06425 | 0.07778 | 0.094081 | 0.1109 | 0.12906 | 0.14773 | 0.16703 | 0.18613 | 0.2073 | 0.23064 | 0.25596 | 0.28377 | 0.311 | 0.34051 | 0.37036 | 0.40101 | 0.43291 | 0.46665 | 0.49716 | 0.53006 |  | 0.0010933 | 0.0020905 | 0.0034558 | 0.0054542 | 0.008305 | 0.012363 | 0.017268 | 0.023699 | 0.03126 | 0.040337 | 0.053788 | 0.069979 | 0.092208 | 0.11672 | 0.14664 | 0.17802 | 0.21182 | 0.24654 | 0.28188 | 0.31592 | 0.35221 | 0.39022 | 0.42887 | 0.46912 | 0.50777 | 0.54771 | 0.58699 | 0.62611 | 0.66558 | 0.70602 | 0.74241 | 0.77973 |  | 0.0010933 | 0.0078514 | 0.011274 | 0.017828 | 0.026999 | 0.045279 | 0.074791 | 0.1122 | 0.15621 | 0.20662 | 0.26477 | 0.32679 | 0.39271 | 0.45847 | 0.52719 | 0.59576 | 0.6646 | 0.73237 | 0.7986 | 0.86151 | 0.91755 | 0.96366 | 1.0035 | 1.0384 | 1.0654 | 1.0894 | 1.1106 | 1.132 | 1.1541 | 1.1781 | 1.1975 | 1.22
St Thomas Rd |  | 0.0020685 | 0.0039553 | 0.0065386 | 0.01032 | 0.015714 | 0.023391 | 0.032673 | 0.044839 | 0.059146 | 0.07632 | 0.10117 | 0.13038 | 0.17074 | 0.21502 | 0.26925 | 0.32585 | 0.38666 | 0.44892 | 0.51202 | 0.5724 | 0.63653 | 0.70295 | 0.76922 | 0.83719 | 0.9012 | 0.96696 | 1.0314 | 1.0945 | 1.1574 | 1.2216 | 1.2772 | 1.3342 |  | 0.0020685 | 0.0039553 | 0.0020525 | 0.003186 | 0.0047461 | 0.0070024 | 0.0099742 | 0.014065 | 0.018924 | 0.024362 | 0.031254 | 0.038192 | 0.047221 | 0.055704 | 0.065844 | 0.07556 | 0.085574 | 0.095401 | 0.1051 | 0.114 | 0.12381 | 0.13415 | 0.14447 | 0.15524 | 0.16391 | 0.17409 | 0.18448 | 0.19419 | 0.20383 | 0.21459 | 0.22037 | 0.22879 |  | 0.0020685 | 0.0039553 | 0.0065386 | 0.010285 | 0.015496 | 0.022652 | 0.030803 | 0.040668 | 0.051092 | 0.062227 | 0.077651 | 0.094771 | 0.11784 | 0.14134 | 0.1698 | 0.19886 | 0.23006 | 0.26197 | 0.29472 | 0.32684 | 0.36234 | 0.40101 | 0.44206 | 0.48649 | 0.5289 | 0.57493 | 0.6215 | 0.66859 | 0.71715 | 0.76865 | 0.8132 | 0.86181 |  | 0.0020685 | 0.0039553 | 0.0065386 | 0.01032 | 0.015714 | 0.023391 | 0.032673 | 0.044839 | 0.059146 | 0.07632 | 0.10117 | 0.13038 | 0.17074 | 0.21502 | 0.26925 | 0.32585 | 0.38666 | 0.44892 | 0.51202 | 0.5724 | 0.63653 | 0.70295 | 0.76922 | 0.83719 | 0.9012 | 0.96696 | 1.0314 | 1.0945 | 1.1574 | 1.2216 | 1.2772 | 1.3342 |  | 0.0020685 | 0.014855 | 0.021331 | 0.03176 | 0.045538 | 0.070449 | 0.10875 | 0.15706 | 0.21314 | 0.27687 | 0.35121 | 0.43001 | 0.51605 | 0.6016 | 0.69257 | 0.78319 | 0.87464 | 0.96493 | 1.0534 | 1.1376 | 1.2148 | 1.2814 | 1.3409 | 1.3952 | 1.4387 | 1.4802 | 1.5185 | 1.5568 | 1.5958 | 1.6381 | 1.6711 | 1.7096
Stainburn |  | 0.0020712 | 0.0039603 | 0.0065469 | 0.010333 | 0.015734 | 0.023421 | 0.032715 | 0.044897 | 0.059222 | 0.076418 | 0.10057 | 0.1281 | 0.16643 | 0.20823 | 0.25964 | 0.31296 | 0.37004 | 0.42823 | 0.48685 | 0.54243 | 0.60115 | 0.66103 | 0.71914 | 0.77735 | 0.83051 | 0.88457 | 0.93722 | 0.98738 | 1.0363 | 1.0858 | 1.1258 | 1.1666 |  | 0.0020712 | 0.0039603 | 0.0020551 | 0.0031901 | 0.0047522 | 0.0070114 | 0.009987 | 0.014083 | 0.018948 | 0.024393 | 0.031294 | 0.038241 | 0.047281 | 0.055776 | 0.065928 | 0.075657 | 0.085684 | 0.095523 | 0.10524 | 0.11415 | 0.12397 | 0.13433 | 0.14466 | 0.15544 | 0.16412 | 0.17432 | 0.18472 | 0.19444 | 0.20409 | 0.21487 | 0.22066 | 0.22908 |  | 0.0020712 | 0.0039603 | 0.0065469 | 0.010298 | 0.015516 | 0.022681 | 0.030843 | 0.04072 | 0.051157 | 0.062307 | 0.077021 | 0.092441 | 0.11346 | 0.13446 | 0.16006 | 0.18581 | 0.21323 | 0.24104 | 0.26927 | 0.29656 | 0.32661 | 0.3587 | 0.39156 | 0.4262 | 0.45773 | 0.49204 | 0.52681 | 0.56093 | 0.59548 | 0.63231 | 0.66119 | 0.69363 |  | 0.0020712 | 0.0039603 | 0.0065469 | 0.010333 | 0.015734 | 0.023421 | 0.032715 | 0.044897 | 0.059222 | 0.076418 | 0.10057 | 0.1281 | 0.16643 | 0.20823 | 0.25964 | 0.31296 | 0.37004 | 0.42823 | 0.48685 | 0.54243 | 0.60115 | 0.66103 | 0.71914 | 0.77735 | 0.83051 | 0.88457 | 0.93722 | 0.98738 | 1.0363 | 1.0858 | 1.1258 | 1.1666 |  | 0.0020712 | 0.014874 | 0.021358 | 0.029407 | 0.038871 | 0.052151 | 0.069408 | 0.090764 | 0.11422 | 0.14007 | 0.17172 | 0.20447 | 0.2444 | 0.28366 | 0.32827 | 0.37246 | 0.41797 | 0.46345 | 0.50854 | 0.55171 | 0.59545 | 0.63809 | 0.67945 | 0.72083 | 0.75638 | 0.79391 | 0.83111 | 0.86729 | 0.90373 | 0.94286 | 0.97193 | 1.0059
Standish |  | 0.0034419 | 0.0065812 | 0.01088 | 0.017171 | 0.026146 | 0.038921 | 0.054365 | 0.074609 | 0.098414 | 0.12699 | 0.16736 | 0.21368 | 0.27805 | 0.34834 | 0.43471 | 0.52441 | 0.6205 | 0.71855 | 0.81745 | 0.9114 | 1.0108 | 1.1124 | 1.2117 | 1.3116 | 1.4036 | 1.4973 | 1.5886 | 1.6762 | 1.7621 | 1.8492 | 1.9208 | 1.994 |  | 0.0034419 | 0.0065812 | 0.0034151 | 0.0053012 | 0.0078971 | 0.011651 | 0.016596 | 0.023403 | 0.031487 | 0.040536 | 0.052004 | 0.063548 | 0.078571 | 0.092687 | 0.10956 | 0.12572 | 0.14239 | 0.15874 | 0.17488 | 0.18969 | 0.20601 | 0.22322 | 0.24039 | 0.25831 | 0.27273 | 0.28967 | 0.30696 | 0.32312 | 0.33915 | 0.35706 | 0.36668 | 0.38068 |  | 0.0034419 | 0.0065812 | 0.01088 | 0.017114 | 0.025784 | 0.03769 | 0.051254 | 0.067667 | 0.085012 | 0.10354 | 0.12823 | 0.15442 | 0.19003 | 0.22575 | 0.26924 | 0.31312 | 0.35993 | 0.40749 | 0.45589 | 0.50281 | 0.55455 | 0.61003 | 0.66733 | 0.72811 | 0.78408 | 0.84494 | 0.90661 | 0.96757 | 1.0296 | 1.0956 | 1.1487 | 1.208 |  | 0.0034419 | 0.0065812 | 0.01088 | 0.017171 | 0.026146 | 0.038921 | 0.054365 | 0.074609 | 0.098414 | 0.12699 | 0.16736 | 0.21368 | 0.27805 | 0.34834 | 0.43471 | 0.52441 | 0.6205 | 0.71855 | 0.81745 | 0.9114 | 1.0108 | 1.1124 | 1.2117 | 1.3116 | 1.4036 | 1.4973 | 1.5886 | 1.6762 | 1.7621 | 1.8492 | 1.9208 | 1.994 |  | 0.0034419 | 0.024718 | 0.035492 | 0.049649 | 0.06679 | 0.092693 | 0.12831 | 0.17268 | 0.2224 | 0.27779 | 0.34438 | 0.41388 | 0.49528 | 0.5756 | 0.66478 | 0.75326 | 0.84372 | 0.93373 | 1.0226 | 1.1074 | 1.1907 | 1.2689 | 1.3431 | 1.4156 | 1.4769 | 1.5401 | 1.6019 | 1.6623 | 1.7233 | 1.7891 | 1.8384 | 1.8961
Strangeways |  | 0.0015252 | 0.0029163 | 0.0048211 | 0.0076091 | 0.011586 | 0.017247 | 0.024091 | 0.033062 | 0.04361 | 0.056273 | 0.074948 | 0.097323 | 0.12808 | 0.16196 | 0.20335 | 0.24671 | 0.2934 | 0.34132 | 0.39007 | 0.43696 | 0.48693 | 0.53919 | 0.59217 | 0.64724 | 0.69998 | 0.75446 | 0.80804 | 0.86129 | 0.91494 | 0.9699 | 1.0191 | 1.0696 |  | 0.0015252 | 0.0029163 | 0.0015134 | 0.0023491 | 0.0034994 | 0.0051631 | 0.0073543 | 0.010371 | 0.013953 | 0.017963 | 0.023044 | 0.02816 | 0.034817 | 0.041072 | 0.048549 | 0.055713 | 0.063097 | 0.070342 | 0.077495 | 0.084058 | 0.091289 | 0.098915 | 0.10652 | 0.11447 | 0.12086 | 0.12836 | 0.13603 | 0.14319 | 0.15029 | 0.15823 | 0.16249 | 0.16869 |  | 0.0015252 | 0.0029163 | 0.0048211 | 0.0075836 | 0.011426 | 0.016702 | 0.022712 | 0.029985 | 0.037671 | 0.045882 | 0.057607 | 0.071064 | 0.089074 | 0.10764 | 0.13002 | 0.15308 | 0.17793 | 0.20348 | 0.22985 | 0.2559 | 0.28477 | 0.31656 | 0.35095 | 0.38866 | 0.42547 | 0.4654 | 0.50582 | 0.54726 | 0.59034 | 0.63596 | 0.67699 | 0.72132 |  | 0.0015252 | 0.0029163 | 0.0048211 | 0.0076091 | 0.011586 | 0.017247 | 0.024091 | 0.033062 | 0.04361 | 0.056273 | 0.074948 | 0.097323 | 0.12808 | 0.16196 | 0.20335 | 0.24671 | 0.2934 | 0.34132 | 0.39007 | 0.43696 | 0.48693 | 0.53919 | 0.59217 | 0.64724 | 0.69998 | 0.75446 | 0.80804 | 0.86129 | 0.91494 | 0.9699 | 1.0191 | 1.0696 |  | 0.0015252 | 0.010953 | 0.015728 | 0.024576 | 0.036835 | 0.06105 | 0.099957 | 0.14925 | 0.20717 | 0.27347 | 0.3501 | 0.43185 | 0.51906 | 0.60609 | 0.69727 | 0.7883 | 0.87982 | 0.97003 | 1.0583 | 1.1423 | 1.2175 | 1.2799 | 1.3342 | 1.3821 | 1.4194 | 1.4531 | 1.483 | 1.5131 | 1.544 | 1.5774 | 1.6044 | 1.6355
Strawberry Bank |  | 0.0011214 | 0.0021442 | 0.0035446 | 0.0055944 | 0.0085184 | 0.012681 | 0.017712 | 0.024308 | 0.032064 | 0.041374 | 0.054853 | 0.070709 | 0.092605 | 0.11664 | 0.14607 | 0.17678 | 0.20978 | 0.24357 | 0.27782 | 0.31058 | 0.34539 | 0.38146 | 0.41748 | 0.45444 | 0.48928 | 0.52507 | 0.56014 | 0.59453 | 0.6288 | 0.66378 | 0.69415 | 0.72524 |  | 0.0011214 | 0.0021442 | 0.0011127 | 0.0017271 | 0.0025729 | 0.0037961 | 0.0054071 | 0.0076248 | 0.010259 | 0.013207 | 0.016943 | 0.020704 | 0.025599 | 0.030198 | 0.035694 | 0.040962 | 0.04639 | 0.051717 | 0.056977 | 0.061802 | 0.067118 | 0.072725 | 0.078319 | 0.084158 | 0.088857 | 0.094377 | 0.10001 | 0.10527 | 0.1105 | 0.11633 | 0.11947 | 0.12403 |  | 0.0011214 | 0.0021442 | 0.0035446 | 0.0055757 | 0.0084005 | 0.01228 | 0.016699 | 0.022046 | 0.027697 | 0.033734 | 0.042103 | 0.051403 | 0.063929 | 0.076696 | 0.092153 | 0.10794 | 0.12489 | 0.14222 | 0.16002 | 0.17746 | 0.19676 | 0.21778 | 0.24012 | 0.26432 | 0.28745 | 0.31255 | 0.33794 | 0.36364 | 0.39015 | 0.41825 | 0.4426 | 0.46915 |  | 0.0011214 | 0.0021442 | 0.0035446 | 0.0055944 | 0.0085184 | 0.012681 | 0.017712 | 0.024308 | 0.032064 | 0.041374 | 0.054853 | 0.070709 | 0.092605 | 0.11664 | 0.14607 | 0.17678 | 0.20978 | 0.24357 | 0.27782 | 0.31058 | 0.34539 | 0.38146 | 0.41748 | 0.45444 | 0.48928 | 0.52507 | 0.56014 | 0.59453 | 0.6288 | 0.66378 | 0.69415 | 0.72524 |  | 0.0011214 | 0.0080532 | 0.011563 | 0.017242 | 0.024755 | 0.038436 | 0.05954 | 0.086142 | 0.11702 | 0.15209 | 0.19293 | 0.23618 | 0.28329 | 0.33008 | 0.37973 | 0.42912 | 0.47889 | 0.52794 | 0.57592 | 0.62147 | 0.66309 | 0.69867 | 0.73033 | 0.7591 | 0.78198 | 0.80372 | 0.8238 | 0.84388 | 0.8645 | 0.88692 | 0.90442 | 0.92496
Stuart St |  | 0.0016062 | 0.0030712 | 0.0050771 | 0.0080132 | 0.012201 | 0.018163 | 0.02537 | 0.034818 | 0.045927 | 0.059262 | 0.078052 | 0.099545 | 0.12944 | 0.16207 | 0.20217 | 0.2438 | 0.28838 | 0.33385 | 0.37968 | 0.42319 | 0.46918 | 0.51615 | 0.5619 | 0.60784 | 0.64996 | 0.69285 | 0.73464 | 0.7746 | 0.81366 | 0.85326 | 0.88555 | 0.91853 |  | 0.0016062 | 0.0030712 | 0.0015937 | 0.0024739 | 0.0036853 | 0.0054373 | 0.0077449 | 0.010921 | 0.014694 | 0.018917 | 0.024268 | 0.029656 | 0.036666 | 0.043254 | 0.051127 | 0.058672 | 0.066448 | 0.074078 | 0.081611 | 0.088522 | 0.096138 | 0.10417 | 0.11218 | 0.12055 | 0.12728 | 0.13518 | 0.14325 | 0.15079 | 0.15827 | 0.16663 | 0.17112 | 0.17765 |  | 0.0016062 | 0.0030712 | 0.0050771 | 0.0079864 | 0.012033 | 0.017589 | 0.023919 | 0.031578 | 0.039672 | 0.048319 | 0.05979 | 0.071891 | 0.088366 | 0.10486 | 0.12495 | 0.1452 | 0.16678 | 0.18868 | 0.21095 | 0.23251 | 0.25627 | 0.2817 | 0.30786 | 0.33553 | 0.36087 | 0.38844 | 0.41637 | 0.44389 | 0.47182 | 0.50158 | 0.52525 | 0.55172 |  | 0.0016062 | 0.0030712 | 0.0050771 | 0.0080132 | 0.012201 | 0.018163 | 0.02537 | 0.034818 | 0.045927 | 0.059262 | 0.078052 | 0.099545 | 0.12944 | 0.16207 | 0.20217 | 0.2438 | 0.28838 | 0.33385 | 0.37968 | 0.42319 | 0.46918 | 0.51615 | 0.5619 | 0.60784 | 0.64996 | 0.69285 | 0.73464 | 0.7746 | 0.81366 | 0.85326 | 0.88555 | 0.91853 |  | 0.0016062 | 0.011535 | 0.016563 | 0.023003 | 0.0307 | 0.041956 | 0.057068 | 0.07584 | 0.096707 | 0.11985 | 0.14788 | 0.17703 | 0.21175 | 0.24596 | 0.28431 | 0.32234 | 0.36133 | 0.4002 | 0.43864 | 0.47539 | 0.51196 | 0.54687 | 0.58033 | 0.61337 | 0.64148 | 0.6708 | 0.69965 | 0.72778 | 0.75617 | 0.7867 | 0.8095 | 0.83613
Stubbins |  | 0.00056761 | 0.0010853 | 0.0017942 | 0.0028318 | 0.0043118 | 0.0064186 | 0.0089655 | 0.012304 | 0.01623 | 0.020942 | 0.027878 | 0.036171 | 0.047575 | 0.060133 | 0.075476 | 0.091542 | 0.10884 | 0.12658 | 0.14462 | 0.16196 | 0.18044 | 0.19972 | 0.21923 | 0.23946 | 0.25879 | 0.27873 | 0.29832 | 0.31775 | 0.33728 | 0.35726 | 0.37507 | 0.39333 |  | 0.00056761 | 0.0010853 | 0.0005632 | 0.00087424 | 0.0013023 | 0.0019215 | 0.0027369 | 0.0038595 | 0.0051927 | 0.0066849 | 0.0085761 | 0.01048 | 0.012957 | 0.015285 | 0.018068 | 0.020734 | 0.023482 | 0.026178 | 0.02884 | 0.031283 | 0.033974 | 0.036812 | 0.039643 | 0.042599 | 0.044978 | 0.047771 | 0.050623 | 0.053287 | 0.055931 | 0.058885 | 0.060471 | 0.06278 |  | 0.00056761 | 0.0010853 | 0.0017942 | 0.0028223 | 0.0042521 | 0.0062156 | 0.0084525 | 0.011159 | 0.01402 | 0.017075 | 0.021424 | 0.026398 | 0.033059 | 0.039916 | 0.048187 | 0.056697 | 0.065866 | 0.075283 | 0.084997 | 0.094582 | 0.1052 | 0.11687 | 0.12945 | 0.14323 | 0.15663 | 0.17116 | 0.18585 | 0.20088 | 0.21647 | 0.23298 | 0.24775 | 0.2637 |  | 0.00056761 | 0.0010853 | 0.0017942 | 0.0028318 | 0.0043118 | 0.0064186 | 0.0089655 | 0.012304 | 0.01623 | 0.020942 | 0.027878 | 0.036171 | 0.047575 | 0.060133 | 0.075476 | 0.091542 | 0.10884 | 0.12658 | 0.14462 | 0.16196 | 0.18044 | 0.19972 | 0.21923 | 0.23946 | 0.25879 | 0.27873 | 0.29832 | 0.31775 | 0.33728 | 0.35726 | 0.37507 | 0.39333 |  | 0.00056761 | 0.0040763 | 0.0058532 | 0.009098 | 0.013572 | 0.022301 | 0.036245 | 0.053889 | 0.074578 | 0.098207 | 0.12551 | 0.15455 | 0.18557 | 0.21644 | 0.2488 | 0.28103 | 0.31338 | 0.34521 | 0.37627 | 0.40574 | 0.43207 | 0.45385 | 0.47276 | 0.48941 | 0.5023 | 0.51399 | 0.5244 | 0.53495 | 0.54586 | 0.55775 | 0.56727 | 0.57842
Swinton |  | 0.0017897 | 0.0034221 | 0.0056571 | 0.0089286 | 0.013595 | 0.020238 | 0.028268 | 0.038795 | 0.051173 | 0.066032 | 0.087622 | 0.11311 | 0.14828 | 0.18691 | 0.23419 | 0.28357 | 0.33665 | 0.39102 | 0.44618 | 0.499 | 0.55515 | 0.61343 | 0.67181 | 0.73187 | 0.78866 | 0.84707 | 0.90434 | 0.96064 | 1.0169 | 1.0743 | 1.1245 | 1.1759 |  | 0.0017897 | 0.0034221 | 0.0017758 | 0.0027565 | 0.0041063 | 0.0060584 | 0.0086296 | 0.012169 | 0.016373 | 0.021078 | 0.027041 | 0.033044 | 0.040855 | 0.048195 | 0.056968 | 0.065374 | 0.074038 | 0.08254 | 0.090934 | 0.098634 | 0.10712 | 0.11607 | 0.125 | 0.13432 | 0.14181 | 0.15062 | 0.15961 | 0.16802 | 0.17635 | 0.18567 | 0.19067 | 0.19795 |  | 0.0017897 | 0.0034221 | 0.0056571 | 0.0088987 | 0.013407 | 0.019598 | 0.026651 | 0.035185 | 0.044204 | 0.053839 | 0.067274 | 0.082302 | 0.10252 | 0.12317 | 0.14815 | 0.17371 | 0.20116 | 0.22928 | 0.25817 | 0.28654 | 0.31793 | 0.3522 | 0.38875 | 0.42845 | 0.46655 | 0.50789 | 0.54971 | 0.59215 | 0.636 | 0.68247 | 0.72305 | 0.76722 |  | 0.0017897 | 0.0034221 | 0.0056571 | 0.0089286 | 0.013595 | 0.020238 | 0.028268 | 0.038795 | 0.051173 | 0.066032 | 0.087622 | 0.11311 | 0.14828 | 0.18691 | 0.23419 | 0.28357 | 0.33665 | 0.39102 | 0.44618 | 0.499 | 0.55515 | 0.61343 | 0.67181 | 0.73187 | 0.78866 | 0.84707 | 0.90434 | 0.96064 | 1.0169 | 1.0743 | 1.1245 | 1.1759 |  | 0.0017897 | 0.012853 | 0.018455 | 0.027776 | 0.040234 | 0.063333 | 0.099304 | 0.1447 | 0.19753 | 0.25764 | 0.32749 | 0.40156 | 0.48182 | 0.56157 | 0.64594 | 0.72989 | 0.81441 | 0.89768 | 0.97909 | 1.0564 | 1.1266 | 1.1861 | 1.2388 | 1.2862 | 1.3238 | 1.359 | 1.3913 | 1.4237 | 1.457 | 1.4932 | 1.5216 | 1.555
Tame Valley |  | 0.0048717 | 0.0093151 | 0.015399 | 0.024304 | 0.037007 | 0.055089 | 0.076949 | 0.1056 | 0.1393 | 0.17974 | 0.237 | 0.3028 | 0.39422 | 0.49409 | 0.61677 | 0.74421 | 0.88078 | 1.0202 | 1.1608 | 1.2945 | 1.4359 | 1.5808 | 1.7225 | 1.8655 | 1.9972 | 2.1316 | 2.2627 | 2.3887 | 2.5124 | 2.6379 | 2.7416 | 2.8476 |  | 0.0048717 | 0.0093151 | 0.0048338 | 0.0075034 | 0.011178 | 0.016492 | 0.02349 | 0.033125 | 0.044567 | 0.057375 | 0.073607 | 0.089947 | 0.11121 | 0.13119 | 0.15507 | 0.17795 | 0.20154 | 0.22468 | 0.24753 | 0.26849 | 0.29159 | 0.31595 | 0.34025 | 0.36562 | 0.38603 | 0.41001 | 0.43448 | 0.45735 | 0.48004 | 0.50539 | 0.519 | 0.53882 |  | 0.0048717 | 0.0093151 | 0.015399 | 0.024223 | 0.036495 | 0.053347 | 0.072546 | 0.095777 | 0.12033 | 0.14655 | 0.18161 | 0.21893 | 0.26964 | 0.32056 | 0.38255 | 0.44515 | 0.51197 | 0.57989 | 0.64905 | 0.71618 | 0.7902 | 0.8697 | 0.95203 | 1.0395 | 1.1204 | 1.2083 | 1.2974 | 1.3857 | 1.4756 | 1.5713 | 1.6488 | 1.7351 |  | 0.0048717 | 0.0093151 | 0.015399 | 0.024304 | 0.037007 | 0.055089 | 0.076949 | 0.1056 | 0.1393 | 0.17974 | 0.237 | 0.3028 | 0.39422 | 0.49409 | 0.61677 | 0.74421 | 0.88078 | 1.0202 | 1.1608 | 1.2945 | 1.4359 | 1.5808 | 1.7225 | 1.8655 | 1.9972 | 2.1316 | 2.2627 | 2.3887 | 2.5124 | 2.6379 | 2.7416 | 2.8476 |  | 0.0048717 | 0.034986 | 0.050236 | 0.070627 | 0.095524 | 0.13397 | 0.18764 | 0.25458 | 0.32994 | 0.41411 | 0.51482 | 0.62011 | 0.7422 | 0.86273 | 0.99575 | 1.1277 | 1.2624 | 1.3961 | 1.528 | 1.6537 | 1.776 | 1.8897 | 1.9967 | 2.1006 | 2.1877 | 2.2771 | 2.364 | 2.4492 | 2.5356 | 2.6286 | 2.6987 | 2.7806
Tardy Gate |  | 0.0027548 | 0.0052675 | 0.0087078 | 0.013743 | 0.020927 | 0.031152 | 0.043513 | 0.059716 | 0.078769 | 0.10164 | 0.13396 | 0.17105 | 0.2226 | 0.27889 | 0.34805 | 0.41988 | 0.49684 | 0.57536 | 0.65457 | 0.72983 | 0.80941 | 0.89086 | 0.97041 | 1.0505 | 1.1242 | 1.1994 | 1.2726 | 1.3429 | 1.4118 | 1.4817 | 1.5392 | 1.598 |  | 0.0027548 | 0.0052675 | 0.0027334 | 0.004243 | 0.0063207 | 0.0093256 | 0.013283 | 0.018731 | 0.025202 | 0.032444 | 0.041623 | 0.050863 | 0.062887 | 0.074185 | 0.087689 | 0.10063 | 0.11396 | 0.12705 | 0.13997 | 0.15182 | 0.16489 | 0.17866 | 0.1924 | 0.20675 | 0.21829 | 0.23185 | 0.24569 | 0.25862 | 0.27145 | 0.28579 | 0.29349 | 0.30469 |  | 0.0027548 | 0.0052675 | 0.0087078 | 0.013697 | 0.020637 | 0.030167 | 0.041023 | 0.05416 | 0.068042 | 0.082872 | 0.10264 | 0.12362 | 0.15215 | 0.18076 | 0.21561 | 0.25077 | 0.28828 | 0.3264 | 0.36518 | 0.4028 | 0.44427 | 0.48875 | 0.53471 | 0.58348 | 0.6284 | 0.67725 | 0.72676 | 0.77571 | 0.82552 | 0.87854 | 0.92125 | 0.96885 |  | 0.0027548 | 0.0052675 | 0.0087078 | 0.013743 | 0.020927 | 0.031152 | 0.043513 | 0.059716 | 0.078769 | 0.10164 | 0.13396 | 0.17105 | 0.2226 | 0.27889 | 0.34805 | 0.41988 | 0.49684 | 0.57536 | 0.65457 | 0.72983 | 0.80941 | 0.89086 | 0.97041 | 1.0505 | 1.1242 | 1.1994 | 1.2726 | 1.3429 | 1.4118 | 1.4817 | 1.5392 | 1.598 |  | 0.0027548 | 0.019784 | 0.028407 | 0.039766 | 0.053534 | 0.074407 | 0.10317 | 0.13901 | 0.1792 | 0.22399 | 0.27781 | 0.33398 | 0.39969 | 0.46454 | 0.53648 | 0.60785 | 0.6808 | 0.75338 | 0.825 | 0.89339 | 0.96044 | 1.0233 | 1.0829 | 1.1411 | 1.1902 | 1.2408 | 1.2903 | 1.3386 | 1.3875 | 1.4402 | 1.4797 | 1.5259
Tarleton |  | 0.0034453 | 0.0065877 | 0.01089 | 0.017188 | 0.026172 | 0.03896 | 0.054419 | 0.074683 | 0.098511 | 0.12712 | 0.16793 | 0.21523 | 0.2808 | 0.35255 | 0.44059 | 0.53221 | 0.63048 | 0.73089 | 0.83238 | 0.92908 | 1.0315 | 1.1369 | 1.2408 | 1.3463 | 1.4443 | 1.5446 | 1.6425 | 1.7374 | 1.8311 | 1.9265 | 2.0068 | 2.089 |  | 0.0034453 | 0.0065877 | 0.0034185 | 0.0053064 | 0.0079049 | 0.011663 | 0.016613 | 0.023426 | 0.031518 | 0.040576 | 0.052055 | 0.063611 | 0.078648 | 0.092779 | 0.10967 | 0.12585 | 0.14253 | 0.1589 | 0.17505 | 0.18988 | 0.20621 | 0.22344 | 0.24063 | 0.25857 | 0.273 | 0.28996 | 0.30727 | 0.32344 | 0.33949 | 0.35742 | 0.36704 | 0.38106 |  | 0.0034453 | 0.0065877 | 0.01089 | 0.017131 | 0.02581 | 0.037727 | 0.051305 | 0.067734 | 0.085096 | 0.10364 | 0.12876 | 0.15591 | 0.19269 | 0.22983 | 0.27495 | 0.32071 | 0.36965 | 0.41952 | 0.47046 | 0.52008 | 0.57487 | 0.63403 | 0.69591 | 0.76216 | 0.8242 | 0.8916 | 0.95986 | 1.0281 | 1.0979 | 1.1721 | 1.234 | 1.3022 |  | 0.0034453 | 0.0065877 | 0.01089 | 0.017188 | 0.026172 | 0.03896 | 0.054419 | 0.074683 | 0.098511 | 0.12712 | 0.16793 | 0.21523 | 0.2808 | 0.35255 | 0.44059 | 0.53221 | 0.63048 | 0.73089 | 0.83238 | 0.92908 | 1.0315 | 1.1369 | 1.2408 | 1.3463 | 1.4443 | 1.5446 | 1.6425 | 1.7374 | 1.8311 | 1.9265 | 2.0068 | 2.089 |  | 0.0034453 | 0.024742 | 0.035527 | 0.051008 | 0.070534 | 0.1029 | 0.15021 | 0.20953 | 0.27733 | 0.3537 | 0.44391 | 0.53885 | 0.64572 | 0.75156 | 0.86628 | 0.98028 | 1.096 | 1.2105 | 1.3231 | 1.4303 | 1.5318 | 1.6229 | 1.7067 | 1.786 | 1.8513 | 1.9163 | 1.9784 | 2.0397 | 2.102 | 2.1692 | 2.2206 | 2.2807
The Height |  | 0.0022533 | 0.0043086 | 0.0071227 | 0.011242 | 0.017117 | 0.025481 | 0.035592 | 0.048845 | 0.06443 | 0.083138 | 0.1096 | 0.14 | 0.18224 | 0.22837 | 0.28505 | 0.34392 | 0.407 | 0.47138 | 0.53633 | 0.59806 | 0.66335 | 0.73019 | 0.79553 | 0.86138 | 0.92202 | 0.98386 | 1.0442 | 1.1021 | 1.1588 | 1.2165 | 1.264 | 1.3125 |  | 0.0022533 | 0.0043086 | 0.0022358 | 0.0034706 | 0.0051701 | 0.007628 | 0.010865 | 0.015322 | 0.020614 | 0.026538 | 0.034046 | 0.041604 | 0.051439 | 0.060681 | 0.071726 | 0.08231 | 0.093219 | 0.10392 | 0.11449 | 0.12419 | 0.13487 | 0.14614 | 0.15738 | 0.16911 | 0.17855 | 0.18965 | 0.20097 | 0.21154 | 0.22204 | 0.23377 | 0.24006 | 0.24923 |  | 0.0022533 | 0.0043086 | 0.0071227 | 0.011204 | 0.01688 | 0.024675 | 0.033555 | 0.044301 | 0.055656 | 0.067787 | 0.083984 | 0.10121 | 0.12461 | 0.14811 | 0.17672 | 0.20559 | 0.23641 | 0.26773 | 0.29962 | 0.33056 | 0.36467 | 0.40128 | 0.43914 | 0.47936 | 0.51646 | 0.55679 | 0.59766 | 0.6381 | 0.67928 | 0.7231 | 0.7585 | 0.79792 |  | 0.0022533 | 0.0043086 | 0.0071227 | 0.011242 | 0.017117 | 0.025481 | 0.035592 | 0.048845 | 0.06443 | 0.083138 | 0.1096 | 0.14 | 0.18224 | 0.22837 | 0.28505 | 0.34392 | 0.407 | 0.47138 | 0.53633 | 0.59806 | 0.66335 | 0.73019 | 0.79553 | 0.86138 | 0.92202 | 0.98386 | 1.0442 | 1.1021 | 1.1588 | 1.2165 | 1.264 | 1.3125 |  | 0.0022533 | 0.016182 | 0.023236 | 0.032613 | 0.044029 | 0.061493 | 0.085717 | 0.11592 | 0.14985 | 0.18771 | 0.23309 | 0.28049 | 0.33567 | 0.39012 | 0.45035 | 0.51009 | 0.57109 | 0.63171 | 0.69149 | 0.7485 | 0.80417 | 0.85609 | 0.90514 | 0.95286 | 0.99297 | 1.0342 | 1.0745 | 1.1139 | 1.1537 | 1.1967 | 1.229 | 1.2668
Thornton |  | 0.0027376 | 0.0052347 | 0.0086536 | 0.013658 | 0.020796 | 0.030958 | 0.043242 | 0.059343 | 0.078278 | 0.10101 | 0.13327 | 0.17045 | 0.22207 | 0.27849 | 0.34777 | 0.41978 | 0.49697 | 0.57578 | 0.65535 | 0.73105 | 0.81116 | 0.89335 | 0.97396 | 1.0554 | 1.1308 | 1.2077 | 1.2827 | 1.3551 | 1.4262 | 1.4985 | 1.5586 | 1.6201 |  | 0.0027376 | 0.0052347 | 0.0027164 | 0.0042165 | 0.0062813 | 0.0092675 | 0.013201 | 0.018615 | 0.025045 | 0.032242 | 0.041364 | 0.050546 | 0.062495 | 0.073723 | 0.087142 | 0.1 | 0.11325 | 0.12626 | 0.1391 | 0.15088 | 0.16386 | 0.17755 | 0.1912 | 0.20546 | 0.21693 | 0.23041 | 0.24416 | 0.25701 | 0.26976 | 0.28401 | 0.29166 | 0.30279 |  | 0.0027376 | 0.0052347 | 0.0086536 | 0.013612 | 0.020509 | 0.029979 | 0.040767 | 0.053822 | 0.067618 | 0.082356 | 0.10214 | 0.12332 | 0.15206 | 0.18097 | 0.21615 | 0.25172 | 0.28971 | 0.32837 | 0.36777 | 0.40606 | 0.44829 | 0.49375 | 0.54097 | 0.59131 | 0.63804 | 0.68883 | 0.74028 | 0.79141 | 0.84359 | 0.89909 | 0.94453 | 0.99491 |  | 0.0027376 | 0.0052347 | 0.0086536 | 0.013658 | 0.020796 | 0.030958 | 0.043242 | 0.059343 | 0.078278 | 0.10101 | 0.13327 | 0.17045 | 0.22207 | 0.27849 | 0.34777 | 0.41978 | 0.49697 | 0.57578 | 0.65535 | 0.73105 | 0.81116 | 0.89335 | 0.97396 | 1.0554 | 1.1308 | 1.2077 | 1.2827 | 1.3551 | 1.4262 | 1.4985 | 1.5586 | 1.6201 |  | 0.0027376 | 0.019661 | 0.02823 | 0.039971 | 0.054471 | 0.077465 | 0.11014 | 0.15097 | 0.19719 | 0.24898 | 0.31061 | 0.37518 | 0.44918 | 0.52228 | 0.60238 | 0.68187 | 0.76276 | 0.843 | 0.92195 | 0.99716 | 1.0695 | 1.1358 | 1.1978 | 1.2573 | 1.3068 | 1.3571 | 1.4057 | 1.4536 | 1.5021 | 1.5545 | 1.5941 | 1.6405
Townley St |  | 0.0010784 | 0.002062 | 0.0034088 | 0.00538 | 0.008192 | 0.012195 | 0.017034 | 0.023376 | 0.030835 | 0.039788 | 0.052762 | 0.068037 | 0.089126 | 0.11228 | 0.14062 | 0.17021 | 0.202 | 0.23456 | 0.26756 | 0.29915 | 0.33271 | 0.36749 | 0.40225 | 0.43794 | 0.4716 | 0.50619 | 0.54009 | 0.57334 | 0.60649 | 0.64034 | 0.66976 | 0.69989 |  | 0.0010784 | 0.002062 | 0.00107 | 0.001661 | 0.0024743 | 0.0036506 | 0.0051999 | 0.0073326 | 0.0098655 | 0.012701 | 0.016294 | 0.019911 | 0.024618 | 0.029041 | 0.034327 | 0.039392 | 0.044613 | 0.049736 | 0.054794 | 0.059433 | 0.064546 | 0.069939 | 0.075318 | 0.080933 | 0.085452 | 0.09076 | 0.096178 | 0.10124 | 0.10626 | 0.11188 | 0.11489 | 0.11927 |  | 0.0010784 | 0.002062 | 0.0034088 | 0.005362 | 0.0080786 | 0.011809 | 0.016059 | 0.021201 | 0.026636 | 0.032441 | 0.040501 | 0.04947 | 0.061548 | 0.073865 | 0.088774 | 0.10401 | 0.12036 | 0.1371 | 0.15428 | 0.17113 | 0.18977 | 0.21009 | 0.23169 | 0.25511 | 0.27751 | 0.30181 | 0.3264 | 0.3513 | 0.37699 | 0.40422 | 0.42785 | 0.45361 |  | 0.0010784 | 0.002062 | 0.0034088 | 0.00538 | 0.008192 | 0.012195 | 0.017034 | 0.023376 | 0.030835 | 0.039788 | 0.052762 | 0.068037 | 0.089126 | 0.11228 | 0.14062 | 0.17021 | 0.202 | 0.23456 | 0.26756 | 0.29915 | 0.33271 | 0.36749 | 0.40225 | 0.43794 | 0.4716 | 0.50619 | 0.54009 | 0.57334 | 0.60649 | 0.64034 | 0.66976 | 0.69989 |  | 0.0010784 | 0.0077446 | 0.01112 | 0.016618 | 0.023909 | 0.037235 | 0.05783 | 0.083798 | 0.11396 | 0.14823 | 0.18812 | 0.23037 | 0.27633 | 0.32198 | 0.3704 | 0.41857 | 0.46708 | 0.5149 | 0.56166 | 0.60605 | 0.64656 | 0.68111 | 0.71183 | 0.73969 | 0.76182 | 0.78278 | 0.80211 | 0.82146 | 0.84133 | 0.86295 | 0.87984 | 0.89965
Trafford |  | 1.0073e-05 | 1.9262e-05 | 3.1842e-05 | 5.0256e-05 | 7.6523e-05 | 0.00011391 | 0.00015911 | 0.00021836 | 0.00028804 | 0.00037167 | 0.00095075 | 0.0021742 | 0.0036722 | 0.0054838 | 0.0075619 | 0.0099429 | 0.012633 | 0.015537 | 0.018711 | 0.022059 | 0.025827 | 0.03034 | 0.035901 | 0.042511 | 0.049812 | 0.057683 | 0.065616 | 0.074318 | 0.083704 | 0.093527 | 0.10397 | 0.11474 |  | 1.0073e-05 | 1.9262e-05 | 9.9953e-06 | 1.5515e-05 | 2.3113e-05 | 3.4101e-05 | 4.8573e-05 | 6.8495e-05 | 9.2155e-05 | 0.00011864 | 0.0001522 | 0.00018599 | 0.00022996 | 0.00027127 | 0.00032065 | 0.00036797 | 0.00041674 | 0.00046459 | 0.00051184 | 0.00055518 | 0.00060294 | 0.00065331 | 0.00070356 | 0.00075601 | 0.00079823 | 0.00084781 | 0.00089841 | 0.0009457 | 0.00099262 | 0.001045 | 0.0010732 | 0.0011142 |  | 1.0073e-05 | 1.9262e-05 | 3.1842e-05 | 5.0088e-05 | 7.5464e-05 | 0.00011031 | 0.00015001 | 0.00019805 | 0.00024881 | 0.00030304 | 0.00083622 | 0.0020008 | 0.0034146 | 0.0051249 | 0.0070776 | 0.0093245 | 0.01187 | 0.014627 | 0.017653 | 0.020863 | 0.024491 | 0.02887 | 0.034308 | 0.040804 | 0.047999 | 0.055774 | 0.06362 | 0.072244 | 0.08156 | 0.091322 | 0.10171 | 0.11244 |  | 1.0073e-05 | 1.9262e-05 | 3.1842e-05 | 5.0256e-05 | 7.6523e-05 | 0.00011391 | 0.00015911 | 0.00021836 | 0.00028804 | 0.00037167 | 0.00095075 | 0.0021742 | 0.0036722 | 0.0054838 | 0.0075619 | 0.0099429 | 0.012633 | 0.015537 | 0.018711 | 0.022059 | 0.025827 | 0.03034 | 0.035901 | 0.042511 | 0.049812 | 0.057683 | 0.065616 | 0.074318 | 0.083704 | 0.093527 | 0.10397 | 0.11474 |  | 1.0073e-05 | 7.2344e-05 | 0.00010388 | 0.0016574 | 0.0044448 | 0.01202 | 0.025743 | 0.043307 | 0.064548 | 0.08921 | 0.11702 | 0.14702 | 0.17709 | 0.20727 | 0.23755 | 0.26784 | 0.29784 | 0.32712 | 0.35549 | 0.38232 | 0.4043 | 0.41999 | 0.43196 | 0.44058 | 0.44596 | 0.44873 | 0.44968 | 0.45121 | 0.45313 | 0.45538 | 0.45812 | 0.46126
Trafford Park North |  | 0 | 0 | 0 | 0 | 0 | 0 | 0 | 0 | 0 | 0 | 3.0454e-05 | 0.00010234 | 0.00018886 | 0.00029496 | 0.00041555 | 0.00055551 | 0.00071463 | 0.00088753 | 0.0010781 | 0.0012811 | 0.0015108 | 0.0017896 | 0.0021385 | 0.0025568 | 0.0030226 | 0.0035261 | 0.0040343 | 0.0045944 | 0.0052003 | 0.0058351 | 0.0065138 | 0.0072148 |  | 0 | 0 | 0 | 0 | 0 | 0 | 0 | 0 | 0 | 0 | 0 | 0 | 0 | 0 | 0 | 0 | 0 | 0 | 0 | 0 | 0 | 0 | 0 | 0 | 0 | 0 | 0 | 0 | 0 | 0 | 0 | 0 |  | 0 | 0 | 0 | 0 | 0 | 0 | 0 | 0 | 0 | 0 | 3.0454e-05 | 0.00010234 | 0.00018886 | 0.00029496 | 0.00041555 | 0.00055551 | 0.00071463 | 0.00088753 | 0.0010781 | 0.0012811 | 0.0015108 | 0.0017896 | 0.0021385 | 0.0025568 | 0.0030226 | 0.0035261 | 0.0040343 | 0.0045944 | 0.0052003 | 0.0058351 | 0.0065138 | 0.0072148 |  | 0 | 0 | 0 | 0 | 0 | 0 | 0 | 0 | 0 | 0 | 3.0454e-05 | 0.00010234 | 0.00018886 | 0.00029496 | 0.00041555 | 0.00055551 | 0.00071463 | 0.00088753 | 0.0010781 | 0.0012811 | 0.0015108 | 0.0017896 | 0.0021385 | 0.0025568 | 0.0030226 | 0.0035261 | 0.0040343 | 0.0045944 | 0.0052003 | 0.0058351 | 0.0065138 | 0.0072148 |  | 0 | 0 | 0 | 9.9906e-05 | 0.00028075 | 0.00077764 | 0.0016805 | 0.0028362 | 0.0042345 | 0.0058584 | 0.0076884 | 0.0096634 | 0.011641 | 0.013625 | 0.015614 | 0.017604 | 0.019574 | 0.021496 | 0.023359 | 0.025119 | 0.026559 | 0.027582 | 0.028359 | 0.028914 | 0.029257 | 0.029427 | 0.029476 | 0.029564 | 0.029679 | 0.029814 | 0.029985 | 0.030181
Trimpell |  | 0.00028092 | 0.00053715 | 0.00088797 | 0.0014015 | 0.002134 | 0.0031767 | 0.0044372 | 0.0060895 | 0.0080324 | 0.010365 | 0.013738 | 0.017703 | 0.023179 | 0.029189 | 0.036548 | 0.044228 | 0.05248 | 0.060926 | 0.069487 | 0.077676 | 0.086374 | 0.095387 | 0.10438 | 0.11361 | 0.12231 | 0.13124 | 0.14 | 0.14859 | 0.15715 | 0.16588 | 0.17346 | 0.18122 |  | 0.00028092 | 0.00053715 | 0.00027874 | 0.00043267 | 0.00064455 | 0.00095097 | 0.0013546 | 0.0019101 | 0.0025699 | 0.0033085 | 0.0042445 | 0.0051867 | 0.0064128 | 0.007565 | 0.008942 | 0.010261 | 0.011621 | 0.012956 | 0.014274 | 0.015482 | 0.016814 | 0.018219 | 0.01962 | 0.021083 | 0.02226 | 0.023643 | 0.025054 | 0.026373 | 0.027681 | 0.029143 | 0.029928 | 0.031071 |  | 0.00028092 | 0.00053715 | 0.00088797 | 0.0013968 | 0.0021045 | 0.0030762 | 0.0041833 | 0.0055229 | 0.0069385 | 0.0084508 | 0.010544 | 0.012866 | 0.015995 | 0.019183 | 0.023042 | 0.026983 | 0.031212 | 0.035538 | 0.039976 | 0.044327 | 0.049139 | 0.054382 | 0.059952 | 0.065986 | 0.071747 | 0.078004 | 0.084338 | 0.090747 | 0.097359 | 0.10437 | 0.11044 | 0.11707 |  | 0.00028092 | 0.00053715 | 0.00088797 | 0.0014015 | 0.002134 | 0.0031767 | 0.0044372 | 0.0060895 | 0.0080324 | 0.010365 | 0.013738 | 0.017703 | 0.023179 | 0.029189 | 0.036548 | 0.044228 | 0.05248 | 0.060926 | 0.069487 | 0.077676 | 0.086374 | 0.095387 | 0.10438 | 0.11361 | 0.12231 | 0.13124 | 0.14 | 0.14859 | 0.15715 | 0.16588 | 0.17346 | 0.18122 |  | 0.00028092 | 0.0020174 | 0.0028968 | 0.0043089 | 0.0061722 | 0.0095614 | 0.014785 | 0.02137 | 0.029012 | 0.037694 | 0.047816 | 0.058543 | 0.070245 | 0.081873 | 0.094231 | 0.10653 | 0.11894 | 0.13118 | 0.14317 | 0.15457 | 0.16501 | 0.17398 | 0.18198 | 0.18927 | 0.1951 | 0.20065 | 0.20578 | 0.21089 | 0.21614 | 0.22182 | 0.22626 | 0.23144
Trinity |  | 0.00075218 | 0.0014382 | 0.0023776 | 0.0037526 | 0.0057139 | 0.0085058 | 0.011881 | 0.016305 | 0.021507 | 0.027752 | 0.03665 | 0.046948 | 0.061228 | 0.076851 | 0.096024 | 0.11597 | 0.13736 | 0.15922 | 0.1813 | 0.20234 | 0.22462 | 0.24753 | 0.27007 | 0.29294 | 0.31416 | 0.33586 | 0.35706 | 0.37757 | 0.3978 | 0.41838 | 0.43568 | 0.45337 |  | 0.00075218 | 0.0014382 | 0.00074634 | 0.0011585 | 0.0017258 | 0.0025463 | 0.0036269 | 0.0051145 | 0.0068812 | 0.0088587 | 0.011365 | 0.013888 | 0.017171 | 0.020256 | 0.023943 | 0.027476 | 0.031117 | 0.03469 | 0.038218 | 0.041455 | 0.045021 | 0.048782 | 0.052534 | 0.056451 | 0.059603 | 0.063305 | 0.067084 | 0.070615 | 0.074118 | 0.078033 | 0.080134 | 0.083194 |  | 0.00075218 | 0.0014382 | 0.0023776 | 0.00374 | 0.0056348 | 0.0082368 | 0.011201 | 0.014788 | 0.018578 | 0.022628 | 0.028098 | 0.033998 | 0.041993 | 0.050059 | 0.059861 | 0.069795 | 0.080419 | 0.09124 | 0.10229 | 0.11305 | 0.12492 | 0.13773 | 0.15111 | 0.16541 | 0.17878 | 0.1933 | 0.20802 | 0.2227 | 0.23772 | 0.25369 | 0.26695 | 0.2816 |  | 0.00075218 | 0.0014382 | 0.0023776 | 0.0037526 | 0.0057139 | 0.0085058 | 0.011881 | 0.016305 | 0.021507 | 0.027752 | 0.03665 | 0.046948 | 0.061228 | 0.076851 | 0.096024 | 0.11597 | 0.13736 | 0.15922 | 0.1813 | 0.20234 | 0.22462 | 0.24753 | 0.27007 | 0.29294 | 0.31416 | 0.33586 | 0.35706 | 0.37757 | 0.3978 | 0.41838 | 0.43568 | 0.45337 |  | 0.00075218 | 0.0054018 | 0.0077564 | 0.011096 | 0.015287 | 0.022146 | 0.032101 | 0.044581 | 0.058824 | 0.074863 | 0.093864 | 0.11387 | 0.1365 | 0.15894 | 0.18335 | 0.20763 | 0.23233 | 0.25682 | 0.28095 | 0.30396 | 0.3259 | 0.34575 | 0.36414 | 0.38162 | 0.39611 | 0.4106 | 0.42447 | 0.43811 | 0.45194 | 0.46681 | 0.47816 | 0.49137
Tulketh |  | 0.0035733 | 0.0068325 | 0.011295 | 0.017827 | 0.027144 | 0.040407 | 0.056441 | 0.077458 | 0.10217 | 0.13184 | 0.17402 | 0.22273 | 0.29032 | 0.36423 | 0.45496 | 0.54931 | 0.65046 | 0.75377 | 0.85811 | 0.95743 | 1.0626 | 1.1706 | 1.2767 | 1.3841 | 1.4835 | 1.5852 | 1.6844 | 1.7802 | 1.8746 | 1.9705 | 2.0506 | 2.1326 |  | 0.0035733 | 0.0068325 | 0.0035456 | 0.0055036 | 0.0081986 | 0.012096 | 0.01723 | 0.024297 | 0.032689 | 0.042084 | 0.053989 | 0.065975 | 0.081571 | 0.096226 | 0.11374 | 0.13053 | 0.14782 | 0.1648 | 0.18156 | 0.19693 | 0.21388 | 0.23174 | 0.24957 | 0.26817 | 0.28315 | 0.30073 | 0.31869 | 0.33546 | 0.3521 | 0.3707 | 0.38068 | 0.39522 |  | 0.0035733 | 0.0068325 | 0.011295 | 0.017767 | 0.026769 | 0.039129 | 0.053211 | 0.070251 | 0.088258 | 0.10749 | 0.13339 | 0.16121 | 0.19894 | 0.23695 | 0.28317 | 0.32995 | 0.37994 | 0.43083 | 0.48274 | 0.53324 | 0.58896 | 0.64899 | 0.71151 | 0.77825 | 0.84039 | 0.90793 | 0.97635 | 1.0445 | 1.1141 | 1.1881 | 1.2491 | 1.3166 |  | 0.0035733 | 0.0068325 | 0.011295 | 0.017827 | 0.027144 | 0.040407 | 0.056441 | 0.077458 | 0.10217 | 0.13184 | 0.17402 | 0.22273 | 0.29032 | 0.36423 | 0.45496 | 0.54931 | 0.65046 | 0.75377 | 0.85811 | 0.95743 | 1.0626 | 1.1706 | 1.2767 | 1.3841 | 1.4835 | 1.5852 | 1.6844 | 1.7802 | 1.8746 | 1.9705 | 2.0506 | 2.1326 |  | 0.0035733 | 0.025662 | 0.036847 | 0.052422 | 0.071802 | 0.10301 | 0.14782 | 0.2039 | 0.26763 | 0.3392 | 0.42416 | 0.51337 | 0.61494 | 0.71544 | 0.82514 | 0.93412 | 1.0449 | 1.1549 | 1.263 | 1.3661 | 1.4648 | 1.5546 | 1.6382 | 1.718 | 1.7843 | 1.8511 | 1.9154 | 1.9787 | 2.0429 | 2.1122 | 2.1648 | 2.2262
Ulverston |  | 0.0030258 | 0.0057856 | 0.0095643 | 0.015095 | 0.022985 | 0.034216 | 0.047793 | 0.065589 | 0.086517 | 0.11164 | 0.14738 | 0.18867 | 0.24596 | 0.30861 | 0.38551 | 0.46549 | 0.55125 | 0.63884 | 0.72732 | 0.81156 | 0.90076 | 0.99236 | 1.0824 | 1.1735 | 1.258 | 1.3443 | 1.4285 | 1.5099 | 1.5901 | 1.6716 | 1.7397 | 1.8094 |  | 0.0030258 | 0.0057856 | 0.0030023 | 0.0046603 | 0.0069424 | 0.010243 | 0.01459 | 0.020574 | 0.027681 | 0.035635 | 0.045717 | 0.055866 | 0.069072 | 0.081482 | 0.096314 | 0.11053 | 0.12517 | 0.13955 | 0.15374 | 0.16676 | 0.1811 | 0.19623 | 0.21133 | 0.22708 | 0.23976 | 0.25465 | 0.26986 | 0.28406 | 0.29815 | 0.3139 | 0.32235 | 0.33466 |  | 0.0030258 | 0.0057856 | 0.0095643 | 0.015045 | 0.022667 | 0.033134 | 0.045058 | 0.059487 | 0.074735 | 0.091023 | 0.11297 | 0.13657 | 0.16858 | 0.20083 | 0.24004 | 0.27974 | 0.32218 | 0.36539 | 0.40947 | 0.45237 | 0.4997 | 0.5507 | 0.60383 | 0.66056 | 0.71341 | 0.77083 | 0.82899 | 0.88692 | 0.94612 | 1.0091 | 1.061 | 1.1184 |  | 0.0030258 | 0.0057856 | 0.0095643 | 0.015095 | 0.022985 | 0.034216 | 0.047793 | 0.065589 | 0.086517 | 0.11164 | 0.14738 | 0.18867 | 0.24596 | 0.30861 | 0.38551 | 0.46549 | 0.55125 | 0.63884 | 0.72732 | 0.81156 | 0.90076 | 0.99236 | 1.0824 | 1.1735 | 1.258 | 1.3443 | 1.4285 | 1.5099 | 1.5901 | 1.6716 | 1.7397 | 1.8094 |  | 0.0030258 | 0.02173 | 0.031201 | 0.044452 | 0.060977 | 0.087625 | 0.12593 | 0.1739 | 0.22847 | 0.28979 | 0.36258 | 0.43906 | 0.52606 | 0.61219 | 0.70618 | 0.79959 | 0.89462 | 0.98889 | 1.0817 | 1.1702 | 1.2549 | 1.332 | 1.4036 | 1.4721 | 1.5289 | 1.5861 | 1.6411 | 1.6952 | 1.75 | 1.8091 | 1.854 | 1.9064
Union Rd |  | 0.0018796 | 0.0035939 | 0.0059413 | 0.009377 | 0.014278 | 0.021254 | 0.029688 | 0.040743 | 0.053743 | 0.069348 | 0.092221 | 0.11946 | 0.15695 | 0.19821 | 0.24864 | 0.30141 | 0.35819 | 0.4164 | 0.47556 | 0.53234 | 0.59279 | 0.65579 | 0.71931 | 0.78502 | 0.84759 | 0.91209 | 0.9754 | 1.038 | 1.1008 | 1.1651 | 1.222 | 1.2803 |  | 0.0018796 | 0.0035939 | 0.001865 | 0.0028949 | 0.0043125 | 0.0063627 | 0.009063 | 0.01278 | 0.017195 | 0.022136 | 0.028399 | 0.034703 | 0.042907 | 0.050616 | 0.059829 | 0.068658 | 0.077757 | 0.086686 | 0.095501 | 0.10359 | 0.1125 | 0.1219 | 0.13127 | 0.14106 | 0.14894 | 0.15819 | 0.16763 | 0.17645 | 0.18521 | 0.19499 | 0.20024 | 0.20789 |  | 0.0018796 | 0.0035939 | 0.0059413 | 0.0093456 | 0.01408 | 0.020582 | 0.02799 | 0.036953 | 0.046424 | 0.056543 | 0.07085 | 0.087098 | 0.10889 | 0.13126 | 0.15828 | 0.18602 | 0.21589 | 0.24654 | 0.27811 | 0.30922 | 0.34366 | 0.38143 | 0.42203 | 0.46636 | 0.5093 | 0.55587 | 0.60296 | 0.65101 | 0.70081 | 0.75354 | 0.80034 | 0.85104 |  | 0.0018796 | 0.0035939 | 0.0059413 | 0.009377 | 0.014278 | 0.021254 | 0.029688 | 0.040743 | 0.053743 | 0.069348 | 0.092221 | 0.11946 | 0.15695 | 0.19821 | 0.24864 | 0.30141 | 0.35819 | 0.4164 | 0.47556 | 0.53234 | 0.59279 | 0.65579 | 0.71931 | 0.78502 | 0.84759 | 0.91209 | 0.9754 | 1.038 | 1.1008 | 1.1651 | 1.222 | 1.2803 |  | 0.0018796 | 0.013498 | 0.019382 | 0.029817 | 0.044071 | 0.071464 | 0.1149 | 0.16982 | 0.23407 | 0.30736 | 0.39216 | 0.48227 | 0.57888 | 0.67498 | 0.77593 | 0.87645 | 0.97739 | 1.0767 | 1.1737 | 1.2656 | 1.3481 | 1.4168 | 1.4767 | 1.5298 | 1.5711 | 1.6089 | 1.6429 | 1.6773 | 1.7128 | 1.7515 | 1.7822 | 1.8183
Upholland |  | 0.0034725 | 0.0066398 | 0.010976 | 0.017324 | 0.026379 | 0.039267 | 0.054849 | 0.075273 | 0.09929 | 0.12812 | 0.16881 | 0.21542 | 0.28023 | 0.35099 | 0.43794 | 0.52822 | 0.62492 | 0.72358 | 0.82306 | 0.91754 | 1.0174 | 1.1196 | 1.2192 | 1.3194 | 1.4114 | 1.5052 | 1.5965 | 1.6841 | 1.7698 | 1.8567 | 1.9279 | 2.0007 |  | 0.0034725 | 0.0066398 | 0.0034455 | 0.0053484 | 0.0079674 | 0.011755 | 0.016744 | 0.023611 | 0.031767 | 0.040897 | 0.052467 | 0.064114 | 0.07927 | 0.093512 | 0.11053 | 0.12684 | 0.14366 | 0.16015 | 0.17644 | 0.19138 | 0.20784 | 0.22521 | 0.24253 | 0.26061 | 0.27516 | 0.29225 | 0.3097 | 0.326 | 0.34217 | 0.36024 | 0.36994 | 0.38407 |  | 0.0034725 | 0.0066398 | 0.010976 | 0.017266 | 0.026014 | 0.038026 | 0.05171 | 0.068269 | 0.085768 | 0.10446 | 0.12932 | 0.15564 | 0.19143 | 0.2273 | 0.271 | 0.31505 | 0.36203 | 0.40975 | 0.45828 | 0.50531 | 0.55715 | 0.61269 | 0.66996 | 0.73065 | 0.7864 | 0.84703 | 0.90847 | 0.96912 | 1.0308 | 1.0964 | 1.149 | 1.2077 |  | 0.0034725 | 0.0066398 | 0.010976 | 0.017324 | 0.026379 | 0.039267 | 0.054849 | 0.075273 | 0.09929 | 0.12812 | 0.16881 | 0.21542 | 0.28023 | 0.35099 | 0.43794 | 0.52822 | 0.62492 | 0.72358 | 0.82306 | 0.91754 | 1.0174 | 1.1196 | 1.2192 | 1.3194 | 1.4114 | 1.5052 | 1.5965 | 1.6841 | 1.7698 | 1.8567 | 1.9279 | 2.0007 |  | 0.0034725 | 0.024938 | 0.035808 | 0.049937 | 0.066951 | 0.09233 | 0.1269 | 0.16991 | 0.21794 | 0.27135 | 0.33574 | 0.40283 | 0.48192 | 0.55989 | 0.64679 | 0.73297 | 0.82116 | 0.90896 | 0.99567 | 1.0785 | 1.1602 | 1.2374 | 1.311 | 1.3832 | 1.4443 | 1.5077 | 1.5698 | 1.6305 | 1.6919 | 1.758 | 1.8074 | 1.8652
Urmston |  | 0.0011176 | 0.0021371 | 0.0035328 | 0.0055758 | 0.0084901 | 0.012638 | 0.017653 | 0.024227 | 0.031957 | 0.041236 | 0.054693 | 0.070551 | 0.092439 | 0.11647 | 0.14589 | 0.17661 | 0.20963 | 0.24343 | 0.27772 | 0.31053 | 0.3454 | 0.38156 | 0.41771 | 0.45484 | 0.48988 | 0.52589 | 0.56119 | 0.59583 | 0.63038 | 0.66566 | 0.69637 | 0.72781 |  | 0.0011176 | 0.0021371 | 0.001109 | 0.0017214 | 0.0025643 | 0.0037834 | 0.0053891 | 0.0075994 | 0.010225 | 0.013163 | 0.016887 | 0.020635 | 0.025514 | 0.030097 | 0.035576 | 0.040826 | 0.046236 | 0.051546 | 0.056788 | 0.061596 | 0.066895 | 0.072484 | 0.078059 | 0.083879 | 0.088562 | 0.094063 | 0.099678 | 0.10492 | 0.11013 | 0.11595 | 0.11907 | 0.12362 |  | 0.0011176 | 0.0021371 | 0.0035328 | 0.0055572 | 0.0083726 | 0.012239 | 0.016643 | 0.021973 | 0.027605 | 0.033622 | 0.041986 | 0.051308 | 0.063858 | 0.076664 | 0.092161 | 0.108 | 0.12502 | 0.14243 | 0.16031 | 0.17786 | 0.19726 | 0.21842 | 0.24094 | 0.26535 | 0.28872 | 0.31408 | 0.33973 | 0.36571 | 0.39252 | 0.42095 | 0.44565 | 0.47258 |  | 0.0011176 | 0.0021371 | 0.0035328 | 0.0055758 | 0.0084901 | 0.012638 | 0.017653 | 0.024227 | 0.031957 | 0.041236 | 0.054693 | 0.070551 | 0.092439 | 0.11647 | 0.14589 | 0.17661 | 0.20963 | 0.24343 | 0.27772 | 0.31053 | 0.3454 | 0.38156 | 0.41771 | 0.45484 | 0.48988 | 0.52589 | 0.56119 | 0.59583 | 0.63038 | 0.66566 | 0.69637 | 0.72781 |  | 0.0011176 | 0.0080264 | 0.011525 | 0.01726 | 0.024885 | 0.038846 | 0.060454 | 0.08771 | 0.1194 | 0.15542 | 0.19736 | 0.24181 | 0.29014 | 0.33817 | 0.38911 | 0.43981 | 0.4909 | 0.54128 | 0.59058 | 0.63741 | 0.68016 | 0.71665 | 0.74909 | 0.77851 | 0.80191 | 0.82403 | 0.8444 | 0.86476 | 0.88565 | 0.90832 | 0.92607 | 0.94683
Victoria Park |  | 9.2356e-05 | 0.00017659 | 0.00029193 | 0.00046075 | 0.00070158 | 0.0010444 | 0.0014588 | 0.002002 | 0.0026407 | 0.0034075 | 0.004613 | 0.0061441 | 0.0082185 | 0.01053 | 0.013332 | 0.016301 | 0.019518 | 0.022843 | 0.026263 | 0.029599 | 0.033186 | 0.037022 | 0.04106 | 0.045382 | 0.049669 | 0.054141 | 0.058561 | 0.063075 | 0.067714 | 0.072494 | 0.077023 | 0.081675 |  | 9.2356e-05 | 0.00017659 | 9.1639e-05 | 0.00014225 | 0.0002119 | 0.00031264 | 0.00044533 | 0.00062797 | 0.0008449 | 0.0010877 | 0.0013954 | 0.0017052 | 0.0021083 | 0.0024871 | 0.0029398 | 0.0033736 | 0.0038207 | 0.0042594 | 0.0046926 | 0.00509 | 0.0055278 | 0.0059896 | 0.0064504 | 0.0069312 | 0.0073183 | 0.0077728 | 0.0082368 | 0.0086703 | 0.0091005 | 0.0095811 | 0.0098392 | 0.010215 |  | 9.2356e-05 | 0.00017659 | 0.00029193 | 0.00045921 | 0.00069186 | 0.0010113 | 0.0013753 | 0.0018157 | 0.0022811 | 0.0027783 | 0.003563 | 0.004554 | 0.0058567 | 0.0072407 | 0.0088918 | 0.010631 | 0.012526 | 0.014497 | 0.016561 | 0.018636 | 0.020945 | 0.023541 | 0.026453 | 0.029724 | 0.033046 | 0.036637 | 0.04026 | 0.04406 | 0.048059 | 0.052273 | 0.056306 | 0.060584 |  | 9.2356e-05 | 0.00017659 | 0.00029193 | 0.00046075 | 0.00070158 | 0.0010444 | 0.0014588 | 0.002002 | 0.0026407 | 0.0034075 | 0.004613 | 0.0061441 | 0.0082185 | 0.01053 | 0.013332 | 0.016301 | 0.019518 | 0.022843 | 0.026263 | 0.029599 | 0.033186 | 0.037022 | 0.04106 | 0.045382 | 0.049669 | 0.054141 | 0.058561 | 0.063075 | 0.067714 | 0.072494 | 0.077023 | 0.081675 |  | 9.2356e-05 | 0.00066326 | 0.00095237 | 0.0017331 | 0.0029187 | 0.0055527 | 0.010011 | 0.015687 | 0.022451 | 0.030246 | 0.039144 | 0.048679 | 0.05855 | 0.068423 | 0.078555 | 0.088679 | 0.098779 | 0.10868 | 0.11832 | 0.12745 | 0.1353 | 0.14142 | 0.14648 | 0.15063 | 0.15365 | 0.15605 | 0.15794 | 0.15994 | 0.16206 | 0.16437 | 0.16638 | 0.16871
Warbreck |  | 0.0010468 | 0.0020015 | 0.0033088 | 0.0052223 | 0.0079518 | 0.011837 | 0.016534 | 0.022691 | 0.029931 | 0.038621 | 0.051095 | 0.06564 | 0.08577 | 0.10783 | 0.13486 | 0.16304 | 0.19328 | 0.2242 | 0.25549 | 0.28536 | 0.31704 | 0.34972 | 0.38211 | 0.41514 | 0.44602 | 0.47767 | 0.50863 | 0.53877 | 0.56866 | 0.5991 | 0.62509 | 0.65168 |  | 0.0010468 | 0.0020015 | 0.0010387 | 0.0016123 | 0.0024017 | 0.0035435 | 0.0050474 | 0.0071176 | 0.0095762 | 0.012328 | 0.015816 | 0.019327 | 0.023896 | 0.028189 | 0.03332 | 0.038237 | 0.043305 | 0.048277 | 0.053187 | 0.057691 | 0.062654 | 0.067888 | 0.07311 | 0.07856 | 0.082947 | 0.088099 | 0.093358 | 0.098271 | 0.10315 | 0.10859 | 0.11152 | 0.11578 |  | 0.0010468 | 0.0020015 | 0.0033088 | 0.0052048 | 0.0078417 | 0.011463 | 0.015588 | 0.02058 | 0.025855 | 0.03149 | 0.039193 | 0.047617 | 0.059001 | 0.07054 | 0.084539 | 0.098776 | 0.11403 | 0.1296 | 0.14553 | 0.16109 | 0.17829 | 0.19693 | 0.21655 | 0.23767 | 0.25762 | 0.27928 | 0.30121 | 0.32324 | 0.34588 | 0.3699 | 0.39027 | 0.41263 |  | 0.0010468 | 0.0020015 | 0.0033088 | 0.0052223 | 0.0079518 | 0.011837 | 0.016534 | 0.022691 | 0.029931 | 0.038621 | 0.051095 | 0.06564 | 0.08577 | 0.10783 | 0.13486 | 0.16304 | 0.19328 | 0.2242 | 0.25549 | 0.28536 | 0.31704 | 0.34972 | 0.38211 | 0.41514 | 0.44602 | 0.47767 | 0.50863 | 0.53877 | 0.56866 | 0.5991 | 0.62509 | 0.65168 |  | 0.0010468 | 0.0075175 | 0.010794 | 0.015738 | 0.022106 | 0.033118 | 0.04963 | 0.070387 | 0.094287 | 0.12132 | 0.15303 | 0.1865 | 0.22359 | 0.26036 | 0.29983 | 0.33907 | 0.37876 | 0.41797 | 0.45642 | 0.49298 | 0.52704 | 0.55692 | 0.58403 | 0.60923 | 0.62967 | 0.64964 | 0.66845 | 0.6871 | 0.70616 | 0.72679 | 0.74268 | 0.76129
Wardleworth |  | 0.0019001 | 0.0036331 | 0.0060061 | 0.0094793 | 0.014434 | 0.021486 | 0.030012 | 0.041188 | 0.054329 | 0.070105 | 0.092719 | 0.11905 | 0.15552 | 0.19546 | 0.24443 | 0.29544 | 0.35019 | 0.40617 | 0.4628 | 0.51684 | 0.57415 | 0.63323 | 0.69173 | 0.75133 | 0.80699 | 0.86402 | 0.9198 | 0.97405 | 1.0278 | 1.0826 | 1.1292 | 1.1769 |  | 0.0019001 | 0.0036331 | 0.0018853 | 0.0029265 | 0.0043596 | 0.0064321 | 0.0091619 | 0.01292 | 0.017382 | 0.022378 | 0.028709 | 0.035082 | 0.043375 | 0.051168 | 0.060482 | 0.069407 | 0.078605 | 0.087631 | 0.096543 | 0.10472 | 0.11373 | 0.12323 | 0.13271 | 0.1426 | 0.15056 | 0.15991 | 0.16946 | 0.17838 | 0.18723 | 0.19712 | 0.20243 | 0.21016 |  | 0.0019001 | 0.0036331 | 0.0060061 | 0.0094476 | 0.014234 | 0.020807 | 0.028295 | 0.037356 | 0.046931 | 0.05716 | 0.071115 | 0.086341 | 0.10693 | 0.12778 | 0.15308 | 0.1788 | 0.20634 | 0.23445 | 0.2632 | 0.29128 | 0.32229 | 0.35589 | 0.39121 | 0.42919 | 0.46501 | 0.50391 | 0.5433 | 0.58283 | 0.62342 | 0.66653 | 0.70296 | 0.74299 |  | 0.0019001 | 0.0036331 | 0.0060061 | 0.0094793 | 0.014434 | 0.021486 | 0.030012 | 0.041188 | 0.054329 | 0.070105 | 0.092719 | 0.11905 | 0.15552 | 0.19546 | 0.24443 | 0.29544 | 0.35019 | 0.40617 | 0.4628 | 0.51684 | 0.57415 | 0.63323 | 0.69173 | 0.75133 | 0.80699 | 0.86402 | 0.9198 | 0.97405 | 1.0278 | 1.0826 | 1.1292 | 1.1769 |  | 0.0019001 | 0.013646 | 0.019593 | 0.028477 | 0.039873 | 0.05942 | 0.088591 | 0.12526 | 0.16743 | 0.21511 | 0.27114 | 0.33029 | 0.39604 | 0.46127 | 0.53143 | 0.60122 | 0.67188 | 0.74178 | 0.8104 | 0.87572 | 0.93681 | 0.99074 | 1.0399 | 1.0857 | 1.1231 | 1.1597 | 1.1943 | 1.2286 | 1.2635 | 1.3011 | 1.3301 | 1.364
Warton |  | 0.00077654 | 0.0014848 | 0.0024546 | 0.0038741 | 0.005899 | 0.0087812 | 0.012266 | 0.016833 | 0.022204 | 0.028651 | 0.037804 | 0.048357 | 0.063005 | 0.079018 | 0.098679 | 0.11912 | 0.14103 | 0.1634 | 0.18599 | 0.20748 | 0.23023 | 0.25357 | 0.27647 | 0.29961 | 0.32101 | 0.34286 | 0.36419 | 0.38475 | 0.40498 | 0.42553 | 0.44264 | 0.46012 |  | 0.00077654 | 0.0014848 | 0.00077051 | 0.001196 | 0.0017817 | 0.0026287 | 0.0037444 | 0.0052801 | 0.007104 | 0.0091456 | 0.011733 | 0.014338 | 0.017727 | 0.020912 | 0.024718 | 0.028366 | 0.032125 | 0.035814 | 0.039456 | 0.042797 | 0.046479 | 0.050362 | 0.054236 | 0.058279 | 0.061533 | 0.065355 | 0.069257 | 0.072902 | 0.076519 | 0.08056 | 0.082729 | 0.085888 |  | 0.00077654 | 0.0014848 | 0.0024546 | 0.0038611 | 0.0058173 | 0.0085035 | 0.011564 | 0.015267 | 0.01918 | 0.02336 | 0.028975 | 0.034987 | 0.043147 | 0.051358 | 0.061346 | 0.071448 | 0.082241 | 0.093222 | 0.10442 | 0.1153 | 0.1273 | 0.14022 | 0.15365 | 0.16796 | 0.18125 | 0.19569 | 0.21032 | 0.22487 | 0.23971 | 0.2555 | 0.26844 | 0.28279 |  | 0.00077654 | 0.0014848 | 0.0024546 | 0.0038741 | 0.005899 | 0.0087812 | 0.012266 | 0.016833 | 0.022204 | 0.028651 | 0.037804 | 0.048357 | 0.063005 | 0.079018 | 0.098679 | 0.11912 | 0.14103 | 0.1634 | 0.18599 | 0.20748 | 0.23023 | 0.25357 | 0.27647 | 0.29961 | 0.32101 | 0.34286 | 0.36419 | 0.38475 | 0.40498 | 0.42553 | 0.44264 | 0.46012 |  | 0.00077654 | 0.0055768 | 0.0080076 | 0.011346 | 0.015475 | 0.02202 | 0.031324 | 0.042959 | 0.056146 | 0.070934 | 0.088546 | 0.10702 | 0.1282 | 0.14915 | 0.17211 | 0.19493 | 0.21818 | 0.24126 | 0.264 | 0.2857 | 0.30662 | 0.32582 | 0.34377 | 0.36102 | 0.37543 | 0.39003 | 0.40414 | 0.41798 | 0.432 | 0.4471 | 0.45853 | 0.47188
Waterhead |  | 0.0015291 | 0.0029238 | 0.0048335 | 0.0076286 | 0.011616 | 0.017291 | 0.024153 | 0.033146 | 0.043722 | 0.056418 | 0.0745 | 0.095417 | 0.12443 | 0.15616 | 0.19511 | 0.23562 | 0.27907 | 0.32345 | 0.36828 | 0.41098 | 0.45621 | 0.50268 | 0.54842 | 0.59478 | 0.6378 | 0.68177 | 0.72473 | 0.76625 | 0.80721 | 0.84884 | 0.88379 | 0.91952 |  | 0.0015291 | 0.0029238 | 0.0015172 | 0.0023552 | 0.0035084 | 0.0051764 | 0.0073732 | 0.010397 | 0.013989 | 0.018009 | 0.023104 | 0.028233 | 0.034907 | 0.041178 | 0.048674 | 0.055856 | 0.063259 | 0.070523 | 0.077695 | 0.084274 | 0.091524 | 0.09917 | 0.1068 | 0.11476 | 0.12117 | 0.12869 | 0.13638 | 0.14355 | 0.15068 | 0.15863 | 0.16291 | 0.16913 |  | 0.0015291 | 0.0029238 | 0.0048335 | 0.0076031 | 0.011455 | 0.016745 | 0.022771 | 0.030063 | 0.037768 | 0.046 | 0.057114 | 0.069091 | 0.085324 | 0.1017 | 0.12159 | 0.14175 | 0.1633 | 0.18525 | 0.20765 | 0.22946 | 0.25352 | 0.27948 | 0.30658 | 0.33554 | 0.36258 | 0.39197 | 0.42173 | 0.45142 | 0.48177 | 0.51404 | 0.54077 | 0.57031 |  | 0.0015291 | 0.0029238 | 0.0048335 | 0.0076286 | 0.011616 | 0.017291 | 0.024153 | 0.033146 | 0.043722 | 0.056418 | 0.0745 | 0.095417 | 0.12443 | 0.15616 | 0.19511 | 0.23562 | 0.27907 | 0.32345 | 0.36828 | 0.41098 | 0.45621 | 0.50268 | 0.54842 | 0.59478 | 0.6378 | 0.68177 | 0.72473 | 0.76625 | 0.80721 | 0.84884 | 0.88379 | 0.91952 |  | 0.0015291 | 0.010981 | 0.015768 | 0.022533 | 0.031008 | 0.044862 | 0.064942 | 0.090088 | 0.11874 | 0.15094 | 0.18906 | 0.22911 | 0.27441 | 0.31923 | 0.36795 | 0.41633 | 0.46544 | 0.51408 | 0.56187 | 0.60735 | 0.6506 | 0.68961 | 0.72566 | 0.75992 | 0.78818 | 0.81653 | 0.84373 | 0.87054 | 0.89782 | 0.92731 | 0.94973 | 0.97601
Waterswallows |  | 0.00063417 | 0.0012126 | 0.0020046 | 0.0031638 | 0.0048174 | 0.0071712 | 0.010017 | 0.013747 | 0.018133 | 0.023398 | 0.03093 | 0.039685 | 0.051812 | 0.06509 | 0.081375 | 0.098333 | 0.11653 | 0.13513 | 0.15394 | 0.17187 | 0.19089 | 0.21047 | 0.22983 | 0.24952 | 0.26788 | 0.28668 | 0.30506 | 0.3229 | 0.34056 | 0.35854 | 0.37379 | 0.3894 |  | 0.00063417 | 0.0012126 | 0.00062924 | 0.00097675 | 0.001455 | 0.0021468 | 0.0030579 | 0.004312 | 0.0058015 | 0.0074688 | 0.0095817 | 0.011709 | 0.014477 | 0.017078 | 0.020186 | 0.023165 | 0.026235 | 0.029248 | 0.032222 | 0.034951 | 0.037957 | 0.041128 | 0.044292 | 0.047594 | 0.050251 | 0.053373 | 0.056559 | 0.059535 | 0.062489 | 0.065789 | 0.067561 | 0.070141 |  | 0.00063417 | 0.0012126 | 0.0020046 | 0.0031532 | 0.0047507 | 0.0069444 | 0.0094436 | 0.012468 | 0.015663 | 0.019077 | 0.02372 | 0.028766 | 0.035594 | 0.042501 | 0.050887 | 0.059402 | 0.068518 | 0.077813 | 0.087317 | 0.096589 | 0.10683 | 0.11791 | 0.12953 | 0.14201 | 0.15374 | 0.16649 | 0.1794 | 0.19233 | 0.2056 | 0.21969 | 0.23153 | 0.24457 |  | 0.00063417 | 0.0012126 | 0.0020046 | 0.0031638 | 0.0048174 | 0.0071712 | 0.010017 | 0.013747 | 0.018133 | 0.023398 | 0.03093 | 0.039685 | 0.051812 | 0.06509 | 0.081375 | 0.098333 | 0.11653 | 0.13513 | 0.15394 | 0.17187 | 0.19089 | 0.21047 | 0.22983 | 0.24952 | 0.26788 | 0.28668 | 0.30506 | 0.3229 | 0.34056 | 0.35854 | 0.37379 | 0.3894 |  | 0.00063417 | 0.0045543 | 0.0065395 | 0.0094553 | 0.01317 | 0.019455 | 0.028761 | 0.040448 | 0.053861 | 0.069007 | 0.086847 | 0.10567 | 0.12669 | 0.14755 | 0.17005 | 0.19244 | 0.21513 | 0.2376 | 0.25968 | 0.28071 | 0.30049 | 0.31807 | 0.33418 | 0.3493 | 0.36168 | 0.37391 | 0.3855 | 0.39695 | 0.4086 | 0.42117 | 0.43081 | 0.44207
Weaste |  | 0.00079831 | 0.0015264 | 0.0025234 | 0.0039827 | 0.0060643 | 0.0090274 | 0.012609 | 0.017305 | 0.022826 | 0.029454 | 0.0391 | 0.050507 | 0.066238 | 0.083523 | 0.10467 | 0.12677 | 0.15053 | 0.17488 | 0.19958 | 0.22325 | 0.24842 | 0.27456 | 0.30078 | 0.32778 | 0.35334 | 0.37964 | 0.40543 | 0.43082 | 0.4562 | 0.48214 | 0.50486 | 0.52814 |  | 0.00079831 | 0.0015264 | 0.00079211 | 0.0012296 | 0.0018317 | 0.0027024 | 0.0038493 | 0.0054281 | 0.0073031 | 0.0094019 | 0.012062 | 0.014739 | 0.018224 | 0.021498 | 0.025411 | 0.029161 | 0.033026 | 0.036818 | 0.040562 | 0.043997 | 0.047782 | 0.051774 | 0.055756 | 0.059913 | 0.063258 | 0.067187 | 0.071198 | 0.074945 | 0.078664 | 0.082818 | 0.085048 | 0.088296 |  | 0.00079831 | 0.0015264 | 0.0025234 | 0.0039693 | 0.0059804 | 0.0087419 | 0.011888 | 0.015695 | 0.019718 | 0.024015 | 0.030024 | 0.036763 | 0.045823 | 0.055088 | 0.066293 | 0.077765 | 0.090096 | 0.10273 | 0.11572 | 0.12848 | 0.1426 | 0.15804 | 0.17452 | 0.19243 | 0.20965 | 0.22834 | 0.24725 | 0.26645 | 0.28631 | 0.30735 | 0.32578 | 0.34583 |  | 0.00079831 | 0.0015264 | 0.0025234 | 0.0039827 | 0.0060643 | 0.0090274 | 0.012609 | 0.017305 | 0.022826 | 0.029454 | 0.0391 | 0.050507 | 0.066238 | 0.083523 | 0.10467 | 0.12677 | 0.15053 | 0.17488 | 0.19958 | 0.22325 | 0.24842 | 0.27456 | 0.30078 | 0.32778 | 0.35334 | 0.37964 | 0.40543 | 0.43082 | 0.4562 | 0.48214 | 0.50486 | 0.52814 |  | 0.00079831 | 0.0057331 | 0.0082321 | 0.01244 | 0.018089 | 0.028618 | 0.045065 | 0.065836 | 0.090052 | 0.11763 | 0.14968 | 0.18372 | 0.22054 | 0.25719 | 0.29593 | 0.33453 | 0.37341 | 0.41174 | 0.44926 | 0.48492 | 0.51734 | 0.54482 | 0.56914 | 0.59106 | 0.60842 | 0.62467 | 0.63951 | 0.65436 | 0.6696 | 0.68611 | 0.69913 | 0.71431
Werneth |  | 0.00138 | 0.0026386 | 0.004362 | 0.0068844 | 0.010483 | 0.015605 | 0.021797 | 0.029913 | 0.039457 | 0.050914 | 0.067353 | 0.086515 | 0.11304 | 0.1421 | 0.17772 | 0.21484 | 0.25468 | 0.29542 | 0.33664 | 0.37598 | 0.41771 | 0.46075 | 0.50339 | 0.54686 | 0.58748 | 0.62911 | 0.66983 | 0.70945 | 0.74873 | 0.78874 | 0.82287 | 0.85779 |  | 0.00138 | 0.0026386 | 0.0013692 | 0.0021254 | 0.0031662 | 0.0046714 | 0.0066539 | 0.009383 | 0.012624 | 0.016252 | 0.02085 | 0.025479 | 0.031501 | 0.037161 | 0.043925 | 0.050407 | 0.057088 | 0.063643 | 0.070115 | 0.076053 | 0.082595 | 0.089496 | 0.096379 | 0.10356 | 0.10935 | 0.11614 | 0.12307 | 0.12955 | 0.13598 | 0.14316 | 0.14701 | 0.15263 |  | 0.00138 | 0.0026386 | 0.004362 | 0.0068614 | 0.010338 | 0.015111 | 0.020549 | 0.02713 | 0.034084 | 0.041513 | 0.051663 | 0.062756 | 0.077749 | 0.092944 | 0.11138 | 0.13013 | 0.15021 | 0.1707 | 0.19168 | 0.21217 | 0.2348 | 0.25933 | 0.28514 | 0.3129 | 0.33911 | 0.36758 | 0.39639 | 0.42533 | 0.45504 | 0.48659 | 0.51331 | 0.54265 |  | 0.00138 | 0.0026386 | 0.004362 | 0.0068844 | 0.010483 | 0.015605 | 0.021797 | 0.029913 | 0.039457 | 0.050914 | 0.067353 | 0.086515 | 0.11304 | 0.1421 | 0.17772 | 0.21484 | 0.25468 | 0.29542 | 0.33664 | 0.37598 | 0.41771 | 0.46075 | 0.50339 | 0.54686 | 0.58748 | 0.62911 | 0.66983 | 0.70945 | 0.74873 | 0.78874 | 0.82287 | 0.85779 |  | 0.00138 | 0.0099102 | 0.01423 | 0.020731 | 0.029096 | 0.043512 | 0.065089 | 0.092213 | 0.12344 | 0.15875 | 0.20021 | 0.24398 | 0.29253 | 0.34068 | 0.39241 | 0.44385 | 0.49591 | 0.54737 | 0.59785 | 0.64588 | 0.6907 | 0.73012 | 0.76595 | 0.79929 | 0.8264 | 0.85291 | 0.8779 | 0.90266 | 0.92792 | 0.95524 | 0.97627 | 1.0009
Wesley Place Bacup |  | 0.0026417 | 0.0050512 | 0.0083502 | 0.013179 | 0.020067 | 0.029872 | 0.041726 | 0.057263 | 0.075534 | 0.097466 | 0.12874 | 0.16495 | 0.21516 | 0.27009 | 0.3375 | 0.40763 | 0.48286 | 0.55971 | 0.63738 | 0.71136 | 0.78974 | 0.87034 | 0.94974 | 1.0303 | 1.1051 | 1.1817 | 1.2565 | 1.3289 | 1.4003 | 1.473 | 1.5342 | 1.5968 |  | 0.0026417 | 0.0050512 | 0.0026212 | 0.0040687 | 0.0060611 | 0.0089426 | 0.012738 | 0.017962 | 0.024167 | 0.031112 | 0.039913 | 0.048774 | 0.060304 | 0.071138 | 0.084087 | 0.096496 | 0.10928 | 0.12183 | 0.13422 | 0.14559 | 0.15811 | 0.17132 | 0.1845 | 0.19826 | 0.20933 | 0.22233 | 0.2356 | 0.248 | 0.26031 | 0.27405 | 0.28143 | 0.29218 |  | 0.0026417 | 0.0050512 | 0.0083502 | 0.013135 | 0.01979 | 0.028928 | 0.039338 | 0.051935 | 0.065248 | 0.079469 | 0.098701 | 0.11947 | 0.1476 | 0.17599 | 0.21049 | 0.24547 | 0.28287 | 0.32097 | 0.35987 | 0.39776 | 0.43959 | 0.48474 | 0.53193 | 0.58244 | 0.62969 | 0.68103 | 0.73303 | 0.78497 | 0.83813 | 0.89463 | 0.94163 | 0.99351 |  | 0.0026417 | 0.0050512 | 0.0083502 | 0.013179 | 0.020067 | 0.029872 | 0.041726 | 0.057263 | 0.075534 | 0.097466 | 0.12874 | 0.16495 | 0.21516 | 0.27009 | 0.3375 | 0.40763 | 0.48286 | 0.55971 | 0.63738 | 0.71136 | 0.78974 | 0.87034 | 0.94974 | 1.0303 | 1.1051 | 1.1817 | 1.2565 | 1.3289 | 1.4003 | 1.473 | 1.5342 | 1.5968 |  | 0.0026417 | 0.018971 | 0.027241 | 0.039032 | 0.053861 | 0.078337 | 0.11402 | 0.15874 | 0.2098 | 0.26728 | 0.33523 | 0.40672 | 0.48733 | 0.56715 | 0.65376 | 0.73982 | 0.82717 | 0.9137 | 0.99874 | 1.0797 | 1.1565 | 1.2256 | 1.2893 | 1.3496 | 1.3993 | 1.449 | 1.4964 | 1.5433 | 1.5909 | 1.6423 | 1.6815 | 1.7274
West Didsbury |  | 0.002825 | 0.0054018 | 0.0089299 | 0.014094 | 0.02146 | 0.031946 | 0.044622 | 0.061238 | 0.080777 | 0.10423 | 0.13737 | 0.17539 | 0.22824 | 0.28594 | 0.35685 | 0.43049 | 0.50938 | 0.58988 | 0.67107 | 0.74822 | 0.8298 | 0.91326 | 0.99475 | 1.0768 | 1.1522 | 1.2291 | 1.3041 | 1.376 | 1.4464 | 1.5179 | 1.5766 | 1.6366 |  | 0.002825 | 0.0054018 | 0.0028031 | 0.0043512 | 0.0064818 | 0.0095633 | 0.013622 | 0.019209 | 0.025844 | 0.033272 | 0.042684 | 0.05216 | 0.06449 | 0.076077 | 0.089925 | 0.10319 | 0.11687 | 0.13029 | 0.14354 | 0.1557 | 0.16909 | 0.18322 | 0.19731 | 0.21202 | 0.22386 | 0.23776 | 0.25195 | 0.26522 | 0.27837 | 0.29308 | 0.30097 | 0.31246 |  | 0.002825 | 0.0054018 | 0.0089299 | 0.014047 | 0.021163 | 0.030936 | 0.042069 | 0.055541 | 0.069777 | 0.084985 | 0.10525 | 0.12675 | 0.15599 | 0.18532 | 0.22103 | 0.25706 | 0.2955 | 0.33456 | 0.37431 | 0.41285 | 0.45534 | 0.5009 | 0.54794 | 0.59783 | 0.64377 | 0.69371 | 0.7443 | 0.79431 | 0.84517 | 0.89932 | 0.94288 | 0.99144 |  | 0.002825 | 0.0054018 | 0.0089299 | 0.014094 | 0.02146 | 0.031946 | 0.044622 | 0.061238 | 0.080777 | 0.10423 | 0.13737 | 0.17539 | 0.22824 | 0.28594 | 0.35685 | 0.43049 | 0.50938 | 0.58988 | 0.67107 | 0.74822 | 0.8298 | 0.91326 | 0.99475 | 1.0768 | 1.1522 | 1.2291 | 1.3041 | 1.376 | 1.4464 | 1.5179 | 1.5766 | 1.6366 |  | 0.002825 | 0.020288 | 0.029132 | 0.040761 | 0.054848 | 0.076084 | 0.10525 | 0.14159 | 0.18231 | 0.2277 | 0.2823 | 0.33929 | 0.4061 | 0.47206 | 0.54533 | 0.61806 | 0.69246 | 0.76653 | 0.83967 | 0.90955 | 0.97824 | 1.0429 | 1.1042 | 1.1642 | 1.2149 | 1.2672 | 1.3183 | 1.3683 | 1.4187 | 1.473 | 1.5138 | 1.5613
Westgate |  | 0.0028803 | 0.0055074 | 0.0091044 | 0.014369 | 0.02188 | 0.03257 | 0.045494 | 0.062435 | 0.082356 | 0.10627 | 0.14071 | 0.181 | 0.23672 | 0.29782 | 0.37268 | 0.45073 | 0.53455 | 0.6203 | 0.70714 | 0.79011 | 0.87816 | 0.96918 | 1.0597 | 1.1522 | 1.239 | 1.3281 | 1.4153 | 1.5005 | 1.5852 | 1.6715 | 1.7457 | 1.8217 |  | 0.0028803 | 0.0055074 | 0.0028579 | 0.0044362 | 0.0066085 | 0.0097502 | 0.013888 | 0.019584 | 0.026349 | 0.033922 | 0.043518 | 0.053179 | 0.06575 | 0.077563 | 0.091682 | 0.10521 | 0.11915 | 0.13284 | 0.14635 | 0.15874 | 0.17239 | 0.1868 | 0.20116 | 0.21616 | 0.22823 | 0.24241 | 0.25688 | 0.2704 | 0.28381 | 0.2988 | 0.30685 | 0.31857 |  | 0.0028803 | 0.0055074 | 0.0091044 | 0.014321 | 0.021577 | 0.03154 | 0.042891 | 0.056626 | 0.071141 | 0.086646 | 0.10796 | 0.13141 | 0.16307 | 0.19522 | 0.2342 | 0.27392 | 0.3165 | 0.36 | 0.40457 | 0.44819 | 0.49639 | 0.54876 | 0.60413 | 0.66389 | 0.72062 | 0.78222 | 0.84459 | 0.90746 | 0.97217 | 1.0408 | 1.0996 | 1.164 |  | 0.0028803 | 0.0055074 | 0.0091044 | 0.014369 | 0.02188 | 0.03257 | 0.045494 | 0.062435 | 0.082356 | 0.10627 | 0.14071 | 0.181 | 0.23672 | 0.29782 | 0.37268 | 0.45073 | 0.53455 | 0.6203 | 0.70714 | 0.79011 | 0.87816 | 0.96918 | 1.0597 | 1.1522 | 1.239 | 1.3281 | 1.4153 | 1.5005 | 1.5852 | 1.6715 | 1.7457 | 1.8217 |  | 0.0028803 | 0.020685 | 0.029701 | 0.043687 | 0.061901 | 0.094139 | 0.14311 | 0.20476 | 0.27603 | 0.35682 | 0.45134 | 0.55134 | 0.66135 | 0.77057 | 0.88728 | 1.0034 | 1.1207 | 1.2366 | 1.3503 | 1.4584 | 1.5583 | 1.6452 | 1.7235 | 1.7957 | 1.8539 | 1.9101 | 1.9625 | 2.0147 | 2.068 | 2.1256 | 2.1703 | 2.2226
Westhoughton |  | 0.0027112 | 0.005184 | 0.0085698 | 0.013526 | 0.020595 | 0.030658 | 0.042823 | 0.058769 | 0.077521 | 0.10003 | 0.13216 | 0.16943 | 0.22107 | 0.27759 | 0.34694 | 0.41911 | 0.49653 | 0.57564 | 0.65561 | 0.73181 | 0.81256 | 0.89564 | 0.97758 | 1.0608 | 1.1382 | 1.2173 | 1.2947 | 1.3697 | 1.4437 | 1.5191 | 1.5826 | 1.6477 |  | 0.0027112 | 0.005184 | 0.0026901 | 0.0041758 | 0.0062205 | 0.0091778 | 0.013073 | 0.018435 | 0.024802 | 0.03193 | 0.040963 | 0.050057 | 0.06189 | 0.07301 | 0.086299 | 0.099034 | 0.11216 | 0.12504 | 0.13775 | 0.14942 | 0.16227 | 0.17583 | 0.18935 | 0.20347 | 0.21483 | 0.22818 | 0.2418 | 0.25452 | 0.26715 | 0.28126 | 0.28883 | 0.29986 |  | 0.0027112 | 0.005184 | 0.0085698 | 0.01348 | 0.02031 | 0.029689 | 0.040373 | 0.053302 | 0.066964 | 0.081559 | 0.10134 | 0.12275 | 0.15174 | 0.18103 | 0.2166 | 0.25268 | 0.29128 | 0.33062 | 0.3708 | 0.40997 | 0.4532 | 0.49991 | 0.54878 | 0.60114 | 0.65021 | 0.70351 | 0.75749 | 0.81146 | 0.86673 | 0.92545 | 0.97446 | 1.0285 |  | 0.0027112 | 0.005184 | 0.0085698 | 0.013526 | 0.020595 | 0.030658 | 0.042823 | 0.058769 | 0.077521 | 0.10003 | 0.13216 | 0.16943 | 0.22107 | 0.27759 | 0.34694 | 0.41911 | 0.49653 | 0.57564 | 0.65561 | 0.73181 | 0.81256 | 0.89564 | 0.97758 | 1.0608 | 1.1382 | 1.2173 | 1.2947 | 1.3697 | 1.4437 | 1.5191 | 1.5826 | 1.6477 |  | 0.0027112 | 0.01947 | 0.027957 | 0.040195 | 0.05566 | 0.081403 | 0.11913 | 0.16645 | 0.22056 | 0.28153 | 0.35349 | 0.42922 | 0.51432 | 0.59859 | 0.68982 | 0.78047 | 0.87241 | 0.96341 | 1.0528 | 1.1379 | 1.2183 | 1.2902 | 1.3563 | 1.4187 | 1.4699 | 1.5209 | 1.5695 | 1.6175 | 1.6664 | 1.7192 | 1.7596 | 1.8068
Westlinton |  | 0.00086154 | 0.0016474 | 0.0027233 | 0.0042981 | 0.0065447 | 0.0097424 | 0.013608 | 0.018676 | 0.024634 | 0.031787 | 0.042264 | 0.054733 | 0.071901 | 0.090789 | 0.11388 | 0.13804 | 0.16403 | 0.19068 | 0.21775 | 0.24374 | 0.2714 | 0.30022 | 0.32928 | 0.35932 | 0.38792 | 0.4174 | 0.44634 | 0.47495 | 0.50366 | 0.53302 | 0.559 | 0.58564 |  | 0.00086154 | 0.0016474 | 0.00085485 | 0.001327 | 0.0019767 | 0.0029165 | 0.0041542 | 0.0058581 | 0.0078816 | 0.010147 | 0.013017 | 0.015907 | 0.019667 | 0.023201 | 0.027424 | 0.031471 | 0.035641 | 0.039734 | 0.043775 | 0.047482 | 0.051567 | 0.055875 | 0.060172 | 0.064658 | 0.068269 | 0.072509 | 0.076837 | 0.080881 | 0.084895 | 0.089378 | 0.091785 | 0.09529 |  | 0.00086154 | 0.0016474 | 0.0027233 | 0.0042838 | 0.0064541 | 0.0094343 | 0.01283 | 0.016938 | 0.02128 | 0.025918 | 0.032469 | 0.0399 | 0.049869 | 0.060102 | 0.072458 | 0.085146 | 0.098803 | 0.11281 | 0.12725 | 0.14146 | 0.15721 | 0.17447 | 0.19301 | 0.21326 | 0.23286 | 0.25412 | 0.27563 | 0.29756 | 0.3203 | 0.34438 | 0.36574 | 0.38889 |  | 0.00086154 | 0.0016474 | 0.0027233 | 0.0042981 | 0.0065447 | 0.0097424 | 0.013608 | 0.018676 | 0.024634 | 0.031787 | 0.042264 | 0.054733 | 0.071901 | 0.090789 | 0.11388 | 0.13804 | 0.16403 | 0.19068 | 0.21775 | 0.24374 | 0.2714 | 0.30022 | 0.32928 | 0.35932 | 0.38792 | 0.4174 | 0.44634 | 0.47495 | 0.50366 | 0.53302 | 0.559 | 0.58564 |  | 0.00086154 | 0.0061872 | 0.0088842 | 0.013645 | 0.020139 | 0.032597 | 0.052334 | 0.077289 | 0.10649 | 0.1398 | 0.17837 | 0.21937 | 0.26337 | 0.30717 | 0.35322 | 0.39909 | 0.44519 | 0.49059 | 0.53494 | 0.57704 | 0.61491 | 0.64653 | 0.67419 | 0.69876 | 0.71797 | 0.7356 | 0.75148 | 0.76748 | 0.78398 | 0.80193 | 0.8162 | 0.83289
Whalley |  | 0.0029868 | 0.005711 | 0.009441 | 0.014901 | 0.022689 | 0.033775 | 0.047177 | 0.064744 | 0.085402 | 0.1102 | 0.14545 | 0.18615 | 0.24263 | 0.30439 | 0.3802 | 0.45904 | 0.54356 | 0.62988 | 0.71706 | 0.80005 | 0.88791 | 0.9781 | 1.0667 | 1.1563 | 1.2394 | 1.3242 | 1.407 | 1.4869 | 1.5656 | 1.6455 | 1.7123 | 1.7806 |  | 0.0029868 | 0.005711 | 0.0029636 | 0.0046003 | 0.0068529 | 0.010111 | 0.014402 | 0.020309 | 0.027324 | 0.035176 | 0.045128 | 0.055146 | 0.068182 | 0.080432 | 0.095072 | 0.1091 | 0.12356 | 0.13775 | 0.15176 | 0.16461 | 0.17877 | 0.1937 | 0.2086 | 0.22416 | 0.23667 | 0.25137 | 0.26638 | 0.2804 | 0.29431 | 0.30985 | 0.3182 | 0.33035 |  | 0.0029868 | 0.005711 | 0.009441 | 0.014851 | 0.022375 | 0.032707 | 0.044477 | 0.05872 | 0.073771 | 0.08985 | 0.11149 | 0.13473 | 0.16625 | 0.198 | 0.23661 | 0.27568 | 0.31744 | 0.35995 | 0.40331 | 0.44548 | 0.49201 | 0.54213 | 0.5943 | 0.64998 | 0.7018 | 0.7581 | 0.81514 | 0.87191 | 0.9299 | 0.99157 | 1.0423 | 1.0985 |  | 0.0029868 | 0.005711 | 0.009441 | 0.014901 | 0.022689 | 0.033775 | 0.047177 | 0.064744 | 0.085402 | 0.1102 | 0.14545 | 0.18615 | 0.24263 | 0.30439 | 0.3802 | 0.45904 | 0.54356 | 0.62988 | 0.71706 | 0.80005 | 0.88791 | 0.9781 | 1.0667 | 1.1563 | 1.2394 | 1.3242 | 1.407 | 1.4869 | 1.5656 | 1.6455 | 1.7123 | 1.7806 |  | 0.0029868 | 0.02145 | 0.030799 | 0.043798 | 0.059962 | 0.0859 | 0.12306 | 0.16957 | 0.22241 | 0.28174 | 0.35223 | 0.42624 | 0.51062 | 0.59412 | 0.68535 | 0.776 | 0.86823 | 0.95974 | 1.0498 | 1.1357 | 1.2181 | 1.2932 | 1.3632 | 1.4301 | 1.4858 | 1.5419 | 1.596 | 1.6492 | 1.7031 | 1.7612 | 1.8053 | 1.8568
Whalley Range |  | 0.0039539 | 0.0075602 | 0.012498 | 0.019725 | 0.030035 | 0.044711 | 0.062452 | 0.085707 | 0.11305 | 0.14588 | 0.19266 | 0.24681 | 0.3219 | 0.40405 | 0.50487 | 0.60975 | 0.72225 | 0.83717 | 0.9533 | 1.0639 | 1.1811 | 1.3015 | 1.42 | 1.5402 | 1.6517 | 1.7657 | 1.877 | 1.9846 | 2.0908 | 2.1987 | 2.2894 | 2.3821 |  | 0.0039539 | 0.0075602 | 0.0039232 | 0.0060898 | 0.0090718 | 0.013385 | 0.019065 | 0.026884 | 0.036171 | 0.046566 | 0.05974 | 0.073002 | 0.090259 | 0.10647 | 0.12586 | 0.14443 | 0.16357 | 0.18235 | 0.2009 | 0.21791 | 0.23665 | 0.25642 | 0.27615 | 0.29674 | 0.3133 | 0.33276 | 0.35263 | 0.37119 | 0.38961 | 0.41018 | 0.42123 | 0.43731 |  | 0.0039539 | 0.0075602 | 0.012498 | 0.019659 | 0.02962 | 0.043297 | 0.058879 | 0.077733 | 0.097658 | 0.11894 | 0.14771 | 0.17874 | 0.22079 | 0.26322 | 0.31478 | 0.36703 | 0.42291 | 0.47984 | 0.53795 | 0.59455 | 0.65701 | 0.72438 | 0.79468 | 0.86984 | 0.94005 | 1.0163 | 1.0935 | 1.1705 | 1.2493 | 1.333 | 1.4024 | 1.4791 |  | 0.0039539 | 0.0075602 | 0.012498 | 0.019725 | 0.030035 | 0.044711 | 0.062452 | 0.085707 | 0.11305 | 0.14588 | 0.19266 | 0.24681 | 0.3219 | 0.40405 | 0.50487 | 0.60975 | 0.72225 | 0.83717 | 0.9533 | 1.0639 | 1.1811 | 1.3015 | 1.42 | 1.5402 | 1.6517 | 1.7657 | 1.877 | 1.9846 | 2.0908 | 2.1987 | 2.2894 | 2.3821 |  | 0.0039539 | 0.028395 | 0.040772 | 0.058354 | 0.080431 | 0.11647 | 0.16869 | 0.23415 | 0.30882 | 0.39286 | 0.49239 | 0.59708 | 0.71554 | 0.83289 | 0.96052 | 1.0874 | 1.2164 | 1.3442 | 1.47 | 1.5899 | 1.7041 | 1.8074 | 1.903 | 1.9939 | 2.0691 | 2.1443 | 2.2165 | 2.2874 | 2.3594 | 2.437 | 2.4961 | 2.5651
Whasset |  | 0.0016084 | 0.0030754 | 0.005084 | 0.0080241 | 0.012218 | 0.018188 | 0.025405 | 0.034865 | 0.045989 | 0.059342 | 0.078624 | 0.10125 | 0.13251 | 0.1668 | 0.2088 | 0.25262 | 0.29969 | 0.34786 | 0.39667 | 0.44333 | 0.49288 | 0.54415 | 0.59521 | 0.64752 | 0.69669 | 0.74717 | 0.7966 | 0.84496 | 0.89309 | 0.94217 | 0.98457 | 1.028 |  | 0.0016084 | 0.0030754 | 0.0015959 | 0.0024773 | 0.0036903 | 0.0054447 | 0.0077554 | 0.010936 | 0.014714 | 0.018942 | 0.024301 | 0.029696 | 0.036716 | 0.043313 | 0.051197 | 0.058751 | 0.066538 | 0.074179 | 0.081722 | 0.088642 | 0.096268 | 0.10431 | 0.11233 | 0.12071 | 0.12745 | 0.13536 | 0.14345 | 0.15099 | 0.15849 | 0.16686 | 0.17135 | 0.17789 |  | 0.0016084 | 0.0030754 | 0.005084 | 0.0079972 | 0.012049 | 0.017613 | 0.023951 | 0.031621 | 0.039726 | 0.048385 | 0.060337 | 0.073554 | 0.091375 | 0.10951 | 0.13148 | 0.15389 | 0.17793 | 0.2025 | 0.22771 | 0.2524 | 0.27969 | 0.30938 | 0.34083 | 0.37483 | 0.40721 | 0.44234 | 0.4779 | 0.5138 | 0.55078 | 0.59001 | 0.62377 | 0.66066 |  | 0.0016084 | 0.0030754 | 0.005084 | 0.0080241 | 0.012218 | 0.018188 | 0.025405 | 0.034865 | 0.045989 | 0.059342 | 0.078624 | 0.10125 | 0.13251 | 0.1668 | 0.2088 | 0.25262 | 0.29969 | 0.34786 | 0.39667 | 0.44333 | 0.49288 | 0.54415 | 0.59521 | 0.64752 | 0.69669 | 0.74717 | 0.7966 | 0.84496 | 0.89309 | 0.94217 | 0.98457 | 1.028 |  | 0.0016084 | 0.011551 | 0.016586 | 0.024562 | 0.035035 | 0.053795 | 0.082488 | 0.11863 | 0.1605 | 0.20801 | 0.26346 | 0.32215 | 0.38639 | 0.45018 | 0.51812 | 0.58571 | 0.6539 | 0.72119 | 0.78708 | 0.84967 | 0.90725 | 0.95689 | 1.0014 | 1.0421 | 1.0747 | 1.106 | 1.135 | 1.164 | 1.1937 | 1.2259 | 1.2509 | 1.2802
Whinfell |  | 0 | 0 | 0 | 0 | 0 | 0 | 0 | 0 | 0 | 0 | 0 | 0 | 0 | 0 | 0 | 0 | 0 | 0 | 0 | 0 | 0 | 0 | 0 | 0 | 0 | 0 | 0 | 0 | 0 | 0 | 0 | 0 |  | 0 | 0 | 0 | 0 | 0 | 0 | 0 | 0 | 0 | 0 | 0 | 0 | 0 | 0 | 0 | 0 | 0 | 0 | 0 | 0 | 0 | 0 | 0 | 0 | 0 | 0 | 0 | 0 | 0 | 0 | 0 | 0 |  | 0 | 0 | 0 | 0 | 0 | 0 | 0 | 0 | 0 | 0 | 0 | 0 | 0 | 0 | 0 | 0 | 0 | 0 | 0 | 0 | 0 | 0 | 0 | 0 | 0 | 0 | 0 | 0 | 0 | 0 | 0 | 0 |  | 0 | 0 | 0 | 0 | 0 | 0 | 0 | 0 | 0 | 0 | 0 | 0 | 0 | 0 | 0 | 0 | 0 | 0 | 0 | 0 | 0 | 0 | 0 | 0 | 0 | 0 | 0 | 0 | 0 | 0 | 0 | 0 |  | 0 | 0 | 0 | 0 | 0 | 0 | 0 | 0 | 0 | 0 | 0 | 0 | 0 | 0 | 0 | 0 | 0 | 0 | 0 | 0 | 0 | 0 | 0 | 0 | 0 | 0 | 0 | 0 | 0 | 0 | 0 | 0
Whittle Le Woods |  | 0.0029646 | 0.0056686 | 0.0093709 | 0.01479 | 0.02252 | 0.033524 | 0.046826 | 0.064263 | 0.084767 | 0.10938 | 0.14415 | 0.18404 | 0.23947 | 0.30001 | 0.37439 | 0.45163 | 0.53439 | 0.61882 | 0.70399 | 0.7849 | 0.87046 | 0.958 | 1.0435 | 1.1295 | 1.2087 | 1.2894 | 1.3681 | 1.4435 | 1.5174 | 1.5925 | 1.6541 | 1.7171 |  | 0.0029646 | 0.0056686 | 0.0029416 | 0.0045661 | 0.006802 | 0.010036 | 0.014295 | 0.020158 | 0.027121 | 0.034915 | 0.044793 | 0.054736 | 0.067676 | 0.079834 | 0.094366 | 0.10829 | 0.12264 | 0.13673 | 0.15063 | 0.16339 | 0.17744 | 0.19227 | 0.20705 | 0.22249 | 0.23491 | 0.24951 | 0.2644 | 0.27832 | 0.29213 | 0.30755 | 0.31583 | 0.32789 |  | 0.0029646 | 0.0056686 | 0.0093709 | 0.014741 | 0.022209 | 0.032464 | 0.044147 | 0.058284 | 0.073224 | 0.089183 | 0.11045 | 0.13299 | 0.16366 | 0.19441 | 0.23186 | 0.26964 | 0.30995 | 0.3509 | 0.39256 | 0.43296 | 0.4775 | 0.52527 | 0.5746 | 0.62693 | 0.67512 | 0.72751 | 0.78062 | 0.83311 | 0.88651 | 0.94337 | 0.98912 | 1.0401 |  | 0.0029646 | 0.0056686 | 0.0093709 | 0.01479 | 0.02252 | 0.033524 | 0.046826 | 0.064263 | 0.084767 | 0.10938 | 0.14415 | 0.18404 | 0.23947 | 0.30001 | 0.37439 | 0.45163 | 0.53439 | 0.61882 | 0.70399 | 0.7849 | 0.87046 | 0.958 | 1.0435 | 1.1295 | 1.2087 | 1.2894 | 1.3681 | 1.4435 | 1.5174 | 1.5925 | 1.6541 | 1.7171 |  | 0.0029646 | 0.02129 | 0.030571 | 0.042754 | 0.057498 | 0.079773 | 0.1104 | 0.14854 | 0.19129 | 0.23892 | 0.2962 | 0.35599 | 0.42607 | 0.49523 | 0.57204 | 0.64827 | 0.72623 | 0.80383 | 0.88045 | 0.95364 | 1.0255 | 1.0931 | 1.1573 | 1.22 | 1.2729 | 1.3276 | 1.3811 | 1.4333 | 1.4861 | 1.5429 | 1.5855 | 1.6353
Whitworth |  | 0.00075972 | 0.0014527 | 0.0024014 | 0.0037902 | 0.0057712 | 0.008591 | 0.012 | 0.016468 | 0.021723 | 0.02803 | 0.036998 | 0.047354 | 0.061723 | 0.077435 | 0.096722 | 0.11678 | 0.13828 | 0.16024 | 0.18242 | 0.20353 | 0.22588 | 0.24883 | 0.27138 | 0.2942 | 0.31534 | 0.33694 | 0.35803 | 0.37838 | 0.39843 | 0.4188 | 0.43583 | 0.45324 |  | 0.00075972 | 0.0014527 | 0.00075382 | 0.0011701 | 0.0017431 | 0.0025718 | 0.0036633 | 0.0051657 | 0.0069501 | 0.0089475 | 0.011479 | 0.014027 | 0.017343 | 0.020459 | 0.024183 | 0.027751 | 0.031429 | 0.035038 | 0.038602 | 0.04187 | 0.045472 | 0.049271 | 0.053061 | 0.057017 | 0.0602 | 0.06394 | 0.067756 | 0.071322 | 0.074861 | 0.078815 | 0.080937 | 0.084028 |  | 0.00075972 | 0.0014527 | 0.0024014 | 0.0037775 | 0.0056913 | 0.0083193 | 0.011313 | 0.014936 | 0.018765 | 0.022854 | 0.028361 | 0.034274 | 0.042295 | 0.050374 | 0.060197 | 0.07014 | 0.080767 | 0.091582 | 0.10261 | 0.11334 | 0.12518 | 0.13794 | 0.15122 | 0.1654 | 0.1786 | 0.19295 | 0.20749 | 0.22196 | 0.23674 | 0.25246 | 0.26541 | 0.27974 |  | 0.00075972 | 0.0014527 | 0.0024014 | 0.0037902 | 0.0057712 | 0.008591 | 0.012 | 0.016468 | 0.021723 | 0.02803 | 0.036998 | 0.047354 | 0.061723 | 0.077435 | 0.096722 | 0.11678 | 0.13828 | 0.16024 | 0.18242 | 0.20353 | 0.22588 | 0.24883 | 0.27138 | 0.2942 | 0.31534 | 0.33694 | 0.35803 | 0.37838 | 0.39843 | 0.4188 | 0.43583 | 0.45324 |  | 0.00075972 | 0.005456 | 0.0078342 | 0.011144 | 0.015261 | 0.021896 | 0.031424 | 0.043344 | 0.056882 | 0.072075 | 0.090103 | 0.10901 | 0.13054 | 0.15181 | 0.17502 | 0.19806 | 0.22147 | 0.24467 | 0.26748 | 0.28919 | 0.30995 | 0.3288 | 0.34631 | 0.36304 | 0.37689 | 0.39087 | 0.40434 | 0.4176 | 0.43108 | 0.44566 | 0.4567 | 0.46965
Wigton |  | 0.00248 | 0.0047419 | 0.007839 | 0.012372 | 0.018839 | 0.028044 | 0.039171 | 0.053758 | 0.07091 | 0.091499 | 0.12121 | 0.15603 | 0.20416 | 0.25695 | 0.32162 | 0.38907 | 0.46152 | 0.53566 | 0.61075 | 0.68254 | 0.75875 | 0.83756 | 0.91601 | 0.9963 | 1.0717 | 1.1491 | 1.2249 | 1.299 | 1.3726 | 1.4477 | 1.5125 | 1.5788 |  | 0.00248 | 0.0047419 | 0.0024607 | 0.0038197 | 0.0056901 | 0.0083951 | 0.011958 | 0.016862 | 0.022687 | 0.029207 | 0.03747 | 0.045788 | 0.056612 | 0.066783 | 0.07894 | 0.090588 | 0.10259 | 0.11438 | 0.12601 | 0.13668 | 0.14843 | 0.16084 | 0.17321 | 0.18612 | 0.19651 | 0.20872 | 0.22118 | 0.23282 | 0.24437 | 0.25727 | 0.2642 | 0.27429 |  | 0.00248 | 0.0047419 | 0.007839 | 0.012331 | 0.018578 | 0.027157 | 0.03693 | 0.048756 | 0.061253 | 0.074604 | 0.093009 | 0.11333 | 0.14074 | 0.16862 | 0.20239 | 0.23683 | 0.27377 | 0.31153 | 0.35024 | 0.38814 | 0.43003 | 0.47558 | 0.52378 | 0.57585 | 0.62537 | 0.67911 | 0.73349 | 0.78835 | 0.84483 | 0.90475 | 0.95619 | 1.0124 |  | 0.00248 | 0.0047419 | 0.007839 | 0.012372 | 0.018839 | 0.028044 | 0.039171 | 0.053758 | 0.07091 | 0.091499 | 0.12121 | 0.15603 | 0.20416 | 0.25695 | 0.32162 | 0.38907 | 0.46152 | 0.53566 | 0.61075 | 0.68254 | 0.75875 | 0.83756 | 0.91601 | 0.9963 | 1.0717 | 1.1491 | 1.2249 | 1.299 | 1.3726 | 1.4477 | 1.5125 | 1.5788 |  | 0.00248 | 0.01781 | 0.025573 | 0.037792 | 0.053795 | 0.0823 | 0.12577 | 0.1805 | 0.24386 | 0.3157 | 0.39961 | 0.48838 | 0.5857 | 0.68232 | 0.78532 | 0.88777 | 0.99115 | 1.0932 | 1.1931 | 1.288 | 1.3754 | 1.451 | 1.5188 | 1.581 | 1.6309 | 1.6789 | 1.7236 | 1.7681 | 1.8137 | 1.8631 | 1.9015 | 1.9465
Willow Hey |  | 0.0023622 | 0.0045168 | 0.0074669 | 0.011785 | 0.017944 | 0.026712 | 0.037312 | 0.051205 | 0.067543 | 0.087155 | 0.11514 | 0.14758 | 0.19255 | 0.24176 | 0.30214 | 0.36497 | 0.43237 | 0.50123 | 0.57084 | 0.63717 | 0.70745 | 0.77975 | 0.85103 | 0.92341 | 0.9907 | 1.0595 | 1.1268 | 1.192 | 1.2564 | 1.3219 | 1.3771 | 1.4336 |  | 0.0023622 | 0.0045168 | 0.0023439 | 0.0036383 | 0.0054199 | 0.0079966 | 0.01139 | 0.016062 | 0.02161 | 0.027821 | 0.035691 | 0.043614 | 0.053925 | 0.063613 | 0.075192 | 0.086288 | 0.097723 | 0.10895 | 0.12002 | 0.13019 | 0.14139 | 0.1532 | 0.16498 | 0.17728 | 0.18718 | 0.19881 | 0.21068 | 0.22176 | 0.23277 | 0.24506 | 0.25166 | 0.26127 |  | 0.0023622 | 0.0045168 | 0.0074669 | 0.011745 | 0.017696 | 0.025867 | 0.035177 | 0.046441 | 0.058345 | 0.071062 | 0.088284 | 0.10691 | 0.13214 | 0.15762 | 0.18857 | 0.21996 | 0.25353 | 0.28775 | 0.32269 | 0.35674 | 0.39434 | 0.43494 | 0.47742 | 0.52292 | 0.56554 | 0.61185 | 0.65876 | 0.70564 | 0.75365 | 0.80468 | 0.84723 | 0.89417 |  | 0.0023622 | 0.0045168 | 0.0074669 | 0.011785 | 0.017944 | 0.026712 | 0.037312 | 0.051205 | 0.067543 | 0.087155 | 0.11514 | 0.14758 | 0.19255 | 0.24176 | 0.30214 | 0.36497 | 0.43237 | 0.50123 | 0.57084 | 0.63717 | 0.70745 | 0.77975 | 0.85103 | 0.92341 | 0.9907 | 1.0595 | 1.1268 | 1.192 | 1.2564 | 1.3219 | 1.3771 | 1.4336 |  | 0.0023622 | 0.016964 | 0.024359 | 0.034985 | 0.048394 | 0.070671 | 0.10328 | 0.14418 | 0.19093 | 0.2436 | 0.30582 | 0.37131 | 0.44498 | 0.51796 | 0.59703 | 0.67562 | 0.75537 | 0.83435 | 0.91197 | 0.9859 | 1.0559 | 1.1186 | 1.1763 | 1.2308 | 1.2757 | 1.3204 | 1.3631 | 1.4052 | 1.448 | 1.4942 | 1.5295 | 1.5708
Willowbank |  | 0.0013572 | 0.0025951 | 0.00429 | 0.0067708 | 0.01031 | 0.015347 | 0.021437 | 0.029419 | 0.038806 | 0.050074 | 0.066393 | 0.085596 | 0.11211 | 0.14122 | 0.17686 | 0.21406 | 0.25403 | 0.29496 | 0.33645 | 0.37615 | 0.41833 | 0.46204 | 0.5057 | 0.55051 | 0.59276 | 0.63617 | 0.67871 | 0.72043 | 0.76203 | 0.80448 | 0.84137 | 0.87915 |  | 0.0013572 | 0.0025951 | 0.0013466 | 0.0020903 | 0.0031139 | 0.0045943 | 0.0065441 | 0.0092281 | 0.012416 | 0.015984 | 0.020506 | 0.025058 | 0.030982 | 0.036548 | 0.043201 | 0.049575 | 0.056146 | 0.062593 | 0.068958 | 0.074798 | 0.081232 | 0.088019 | 0.094789 | 0.10186 | 0.10754 | 0.11422 | 0.12104 | 0.12741 | 0.13373 | 0.1408 | 0.14459 | 0.15011 |  | 0.0013572 | 0.0025951 | 0.00429 | 0.0067482 | 0.010167 | 0.014862 | 0.02021 | 0.026682 | 0.033521 | 0.040828 | 0.050962 | 0.06223 | 0.077405 | 0.092877 | 0.11161 | 0.13074 | 0.15128 | 0.1723 | 0.19388 | 0.21504 | 0.23844 | 0.26394 | 0.29105 | 0.32042 | 0.34849 | 0.37896 | 0.40979 | 0.441 | 0.47319 | 0.50733 | 0.53693 | 0.56921 |  | 0.0013572 | 0.0025951 | 0.00429 | 0.0067708 | 0.01031 | 0.015347 | 0.021437 | 0.029419 | 0.038806 | 0.050074 | 0.066393 | 0.085596 | 0.11211 | 0.14122 | 0.17686 | 0.21406 | 0.25403 | 0.29496 | 0.33645 | 0.37615 | 0.41833 | 0.46204 | 0.5057 | 0.55051 | 0.59276 | 0.63617 | 0.67871 | 0.72043 | 0.76203 | 0.80448 | 0.84137 | 0.87915 |  | 0.0013572 | 0.0097466 | 0.013995 | 0.020886 | 0.030012 | 0.046639 | 0.072301 | 0.10466 | 0.14225 | 0.18496 | 0.23473 | 0.28747 | 0.34493 | 0.40203 | 0.46266 | 0.52301 | 0.58385 | 0.64387 | 0.70263 | 0.75846 | 0.80956 | 0.8533 | 0.8923 | 0.92776 | 0.95604 | 0.98288 | 1.0076 | 1.0324 | 1.0577 | 1.0852 | 1.1067 | 1.1318
Willowholme |  | 0.0021735 | 0.004156 | 0.0068704 | 0.010843 | 0.016511 | 0.024578 | 0.034331 | 0.047115 | 0.062148 | 0.080193 | 0.10573 | 0.13507 | 0.17583 | 0.22036 | 0.27506 | 0.33189 | 0.39278 | 0.45492 | 0.51762 | 0.57722 | 0.64027 | 0.70484 | 0.76797 | 0.83163 | 0.89028 | 0.9501 | 1.0085 | 1.0645 | 1.1195 | 1.1754 | 1.2215 | 1.2686 |  | 0.0021735 | 0.004156 | 0.0021566 | 0.0033477 | 0.0049869 | 0.0073578 | 0.01048 | 0.014779 | 0.019884 | 0.025598 | 0.03284 | 0.04013 | 0.049617 | 0.058531 | 0.069185 | 0.079395 | 0.089917 | 0.10024 | 0.11044 | 0.11979 | 0.13009 | 0.14096 | 0.1518 | 0.16312 | 0.17223 | 0.18293 | 0.19385 | 0.20405 | 0.21417 | 0.22548 | 0.23156 | 0.2404 |  | 0.0021735 | 0.004156 | 0.0068704 | 0.010807 | 0.016282 | 0.023801 | 0.032367 | 0.042731 | 0.053684 | 0.065385 | 0.081016 | 0.097647 | 0.12025 | 0.14294 | 0.17056 | 0.19846 | 0.22823 | 0.25849 | 0.2893 | 0.3192 | 0.35217 | 0.38758 | 0.42421 | 0.46314 | 0.49909 | 0.53817 | 0.57777 | 0.617 | 0.65695 | 0.69946 | 0.73389 | 0.7722 |  | 0.0021735 | 0.004156 | 0.0068704 | 0.010843 | 0.016511 | 0.024578 | 0.034331 | 0.047115 | 0.062148 | 0.080193 | 0.10573 | 0.13507 | 0.17583 | 0.22036 | 0.27506 | 0.33189 | 0.39278 | 0.45492 | 0.51762 | 0.57722 | 0.64027 | 0.70484 | 0.76797 | 0.83163 | 0.89028 | 0.9501 | 1.0085 | 1.0645 | 1.1195 | 1.1754 | 1.2215 | 1.2686 |  | 0.0021735 | 0.015609 | 0.022413 | 0.031483 | 0.042543 | 0.059534 | 0.083174 | 0.11267 | 0.14585 | 0.18292 | 0.22734 | 0.2738 | 0.3278 | 0.38115 | 0.44012 | 0.49867 | 0.55846 | 0.61793 | 0.67661 | 0.73264 | 0.78731 | 0.83827 | 0.8864 | 0.93317 | 0.97252 | 1.0129 | 1.0522 | 1.0906 | 1.1295 | 1.1714 | 1.2029 | 1.2397
Wilmslow |  | 0.0013633 | 0.0026068 | 0.0043094 | 0.0068015 | 0.010356 | 0.015417 | 0.021534 | 0.029553 | 0.038982 | 0.050301 | 0.066868 | 0.086571 | 0.1137 | 0.14355 | 0.18004 | 0.21822 | 0.25928 | 0.30139 | 0.34416 | 0.38521 | 0.42889 | 0.47437 | 0.52015 | 0.56745 | 0.61242 | 0.65873 | 0.70417 | 0.74904 | 0.79401 | 0.83999 | 0.88059 | 0.92218 |  | 0.0013633 | 0.0026068 | 0.0013527 | 0.0020998 | 0.003128 | 0.0046151 | 0.0065738 | 0.00927 | 0.012472 | 0.016056 | 0.020599 | 0.025172 | 0.031122 | 0.036713 | 0.043396 | 0.0498 | 0.0564 | 0.062877 | 0.069271 | 0.075137 | 0.081601 | 0.088418 | 0.095218 | 0.10232 | 0.10803 | 0.11474 | 0.12159 | 0.12799 | 0.13434 | 0.14143 | 0.14524 | 0.15079 |  | 0.0013633 | 0.0026068 | 0.0043094 | 0.0067787 | 0.010213 | 0.014929 | 0.020302 | 0.026803 | 0.033673 | 0.041013 | 0.051368 | 0.063099 | 0.07884 | 0.094991 | 0.1145 | 0.13452 | 0.15607 | 0.17818 | 0.20095 | 0.22337 | 0.24819 | 0.27537 | 0.30453 | 0.33631 | 0.36704 | 0.40035 | 0.43402 | 0.46833 | 0.50386 | 0.54148 | 0.57476 | 0.61084 |  | 0.0013633 | 0.0026068 | 0.0043094 | 0.0068015 | 0.010356 | 0.015417 | 0.021534 | 0.029553 | 0.038982 | 0.050301 | 0.066868 | 0.086571 | 0.1137 | 0.14355 | 0.18004 | 0.21822 | 0.25928 | 0.30139 | 0.34416 | 0.38521 | 0.42889 | 0.47437 | 0.52015 | 0.56745 | 0.61242 | 0.65873 | 0.70417 | 0.74904 | 0.79401 | 0.83999 | 0.88059 | 0.92218 |  | 0.0013633 | 0.0097908 | 0.014059 | 0.021554 | 0.03176 | 0.051156 | 0.081768 | 0.12047 | 0.16572 | 0.21733 | 0.27713 | 0.34068 | 0.40899 | 0.47697 | 0.54852 | 0.61981 | 0.69148 | 0.76206 | 0.83104 | 0.89651 | 0.95554 | 1.005 | 1.0484 | 1.087 | 1.1173 | 1.1452 | 1.1704 | 1.1958 | 1.2219 | 1.2503 | 1.2729 | 1.2992
Windermere |  | 0.0029241 | 0.0055912 | 0.009243 | 0.014588 | 0.022213 | 0.033066 | 0.046187 | 0.063386 | 0.08361 | 0.10789 | 0.14297 | 0.18416 | 0.24107 | 0.30352 | 0.38 | 0.4598 | 0.54554 | 0.63329 | 0.72222 | 0.80728 | 0.8976 | 0.99106 | 1.0842 | 1.1796 | 1.2693 | 1.3614 | 1.4515 | 1.5398 | 1.6276 | 1.7172 | 1.7946 | 1.8739 |  | 0.0029241 | 0.0055912 | 0.0029014 | 0.0045038 | 0.0067092 | 0.0098988 | 0.0141 | 0.019883 | 0.026751 | 0.034438 | 0.044181 | 0.053989 | 0.066752 | 0.078745 | 0.093078 | 0.10681 | 0.12097 | 0.13486 | 0.14858 | 0.16116 | 0.17502 | 0.18964 | 0.20423 | 0.21945 | 0.23171 | 0.2461 | 0.26079 | 0.27452 | 0.28814 | 0.30335 | 0.31152 | 0.32342 |  | 0.0029241 | 0.0055912 | 0.009243 | 0.014539 | 0.021906 | 0.032021 | 0.043544 | 0.057489 | 0.072224 | 0.087966 | 0.10972 | 0.13382 | 0.1663 | 0.19936 | 0.23942 | 0.28029 | 0.32416 | 0.36902 | 0.41504 | 0.46015 | 0.51001 | 0.56424 | 0.6217 | 0.68381 | 0.74298 | 0.80717 | 0.87211 | 0.93769 | 1.0053 | 1.0769 | 1.1386 | 1.2061 |  | 0.0029241 | 0.0055912 | 0.009243 | 0.014588 | 0.022213 | 0.033066 | 0.046187 | 0.063386 | 0.08361 | 0.10789 | 0.14297 | 0.18416 | 0.24107 | 0.30352 | 0.38 | 0.4598 | 0.54554 | 0.63329 | 0.72222 | 0.80728 | 0.8976 | 0.99106 | 1.0842 | 1.1796 | 1.2693 | 1.3614 | 1.4515 | 1.5398 | 1.6276 | 1.7172 | 1.7946 | 1.8739 |  | 0.0029241 | 0.021 | 0.030153 | 0.044748 | 0.063957 | 0.098309 | 0.15085 | 0.21708 | 0.29389 | 0.38114 | 0.48305 | 0.59103 | 0.70928 | 0.82687 | 0.95217 | 1.077 | 1.2031 | 1.3276 | 1.4497 | 1.5659 | 1.673 | 1.7657 | 1.8489 | 1.9251 | 1.9865 | 2.0452 | 2.0997 | 2.1539 | 2.2091 | 2.2688 | 2.3153 | 2.3695
Winifred Rd |  | 0.0029861 | 0.0057097 | 0.0094389 | 0.014897 | 0.022684 | 0.033767 | 0.047166 | 0.064729 | 0.085382 | 0.11017 | 0.14564 | 0.18686 | 0.24396 | 0.30647 | 0.38315 | 0.46299 | 0.54866 | 0.63623 | 0.72478 | 0.80924 | 0.89876 | 0.99096 | 1.0821 | 1.1747 | 1.2611 | 1.3495 | 1.4359 | 1.5198 | 1.6029 | 1.6874 | 1.759 | 1.8323 |  | 0.0029861 | 0.0057097 | 0.0029629 | 0.0045992 | 0.0068514 | 0.010109 | 0.014399 | 0.020304 | 0.027318 | 0.035168 | 0.045118 | 0.055134 | 0.068167 | 0.080414 | 0.095051 | 0.10908 | 0.12353 | 0.13772 | 0.15172 | 0.16457 | 0.17873 | 0.19366 | 0.20856 | 0.22411 | 0.23662 | 0.25132 | 0.26632 | 0.28033 | 0.29424 | 0.30978 | 0.31813 | 0.33027 |  | 0.0029861 | 0.0057097 | 0.0094389 | 0.014847 | 0.02237 | 0.032699 | 0.044467 | 0.058707 | 0.073755 | 0.08983 | 0.11169 | 0.13545 | 0.16759 | 0.20011 | 0.23959 | 0.27968 | 0.32259 | 0.36635 | 0.4111 | 0.45475 | 0.50295 | 0.55509 | 0.60978 | 0.66847 | 0.72364 | 0.78356 | 0.84424 | 0.90502 | 0.96734 | 1.0336 | 1.0892 | 1.1504 |  | 0.0029861 | 0.0057097 | 0.0094389 | 0.014897 | 0.022684 | 0.033767 | 0.047166 | 0.064729 | 0.085382 | 0.11017 | 0.14564 | 0.18686 | 0.24396 | 0.30647 | 0.38315 | 0.46299 | 0.54866 | 0.63623 | 0.72478 | 0.80924 | 0.89876 | 0.99096 | 1.0821 | 1.1747 | 1.2611 | 1.3495 | 1.4359 | 1.5198 | 1.6029 | 1.6874 | 1.759 | 1.8323 |  | 0.0029861 | 0.021445 | 0.030792 | 0.044517 | 0.061999 | 0.091504 | 0.13513 | 0.18992 | 0.2528 | 0.32379 | 0.40744 | 0.49567 | 0.59431 | 0.69214 | 0.79776 | 0.90283 | 1.0094 | 1.1149 | 1.2185 | 1.3173 | 1.4102 | 1.493 | 1.5688 | 1.64 | 1.6984 | 1.7561 | 1.8108 | 1.8648 | 1.9197 | 1.979 | 2.0244 | 2.0774
Withington |  | 0.0031422 | 0.0060082 | 0.0099324 | 0.015676 | 0.02387 | 0.035533 | 0.049632 | 0.068113 | 0.089846 | 0.11593 | 0.15327 | 0.19668 | 0.25681 | 0.32265 | 0.4034 | 0.48749 | 0.57771 | 0.66995 | 0.76323 | 0.8522 | 0.94651 | 1.0436 | 1.1396 | 1.2372 | 1.3282 | 1.4214 | 1.5124 | 1.6008 | 1.6882 | 1.7772 | 1.8527 | 1.9298 |  | 0.0031422 | 0.0060082 | 0.0031178 | 0.0048397 | 0.0072096 | 0.010637 | 0.015151 | 0.021366 | 0.028746 | 0.037007 | 0.047476 | 0.058016 | 0.071731 | 0.084618 | 0.10002 | 0.11478 | 0.12999 | 0.14492 | 0.15966 | 0.17318 | 0.18807 | 0.20379 | 0.21946 | 0.23582 | 0.24899 | 0.26446 | 0.28024 | 0.29499 | 0.30963 | 0.32598 | 0.33476 | 0.34754 |  | 0.0031422 | 0.0060082 | 0.0099324 | 0.015624 | 0.023539 | 0.034409 | 0.046792 | 0.061776 | 0.077611 | 0.094526 | 0.11755 | 0.14258 | 0.17645 | 0.21073 | 0.25233 | 0.29459 | 0.33983 | 0.38597 | 0.43314 | 0.47918 | 0.53001 | 0.58499 | 0.64265 | 0.70452 | 0.7627 | 0.82586 | 0.88979 | 0.95383 | 1.0195 | 1.0892 | 1.1478 | 1.2123 |  | 0.0031422 | 0.0060082 | 0.0099324 | 0.015676 | 0.02387 | 0.035533 | 0.049632 | 0.068113 | 0.089846 | 0.11593 | 0.15327 | 0.19668 | 0.25681 | 0.32265 | 0.4034 | 0.48749 | 0.57771 | 0.66995 | 0.76323 | 0.8522 | 0.94651 | 1.0436 | 1.1396 | 1.2372 | 1.3282 | 1.4214 | 1.5124 | 1.6008 | 1.6882 | 1.7772 | 1.8527 | 1.9298 |  | 0.0031422 | 0.022566 | 0.032402 | 0.046897 | 0.065387 | 0.096581 | 0.14271 | 0.20064 | 0.26713 | 0.34219 | 0.43059 | 0.52379 | 0.62792 | 0.73116 | 0.84256 | 0.95335 | 1.0656 | 1.1767 | 1.2859 | 1.3898 | 1.4875 | 1.5743 | 1.6538 | 1.7284 | 1.7894 | 1.8496 | 1.9068 | 1.9633 | 2.0207 | 2.0828 | 2.1304 | 2.186
Withyfold Drive |  | 0.0023559 | 0.0045048 | 0.0074469 | 0.011753 | 0.017897 | 0.026641 | 0.037212 | 0.051069 | 0.067363 | 0.086923 | 0.11518 | 0.14834 | 0.19415 | 0.24442 | 0.306 | 0.37024 | 0.43925 | 0.50988 | 0.58146 | 0.64991 | 0.7226 | 0.79784 | 0.87282 | 0.94965 | 1.0219 | 1.0962 | 1.1689 | 1.2401 | 1.311 | 1.3833 | 1.4459 | 1.51 |  | 0.0023559 | 0.0045048 | 0.0023376 | 0.0036286 | 0.0054055 | 0.0079752 | 0.01136 | 0.016019 | 0.021553 | 0.027746 | 0.035596 | 0.043498 | 0.053781 | 0.063443 | 0.074992 | 0.086057 | 0.097463 | 0.10865 | 0.1197 | 0.12984 | 0.14101 | 0.15279 | 0.16454 | 0.17681 | 0.18668 | 0.19828 | 0.21011 | 0.22117 | 0.23215 | 0.24441 | 0.25099 | 0.26057 |  | 0.0023559 | 0.0045048 | 0.0074469 | 0.011714 | 0.017649 | 0.025798 | 0.035083 | 0.046317 | 0.05819 | 0.070872 | 0.08839 | 0.10777 | 0.13391 | 0.16051 | 0.19273 | 0.22561 | 0.26089 | 0.29697 | 0.33397 | 0.37023 | 0.41032 | 0.45395 | 0.50021 | 0.55024 | 0.59791 | 0.64967 | 0.70207 | 0.755 | 0.80957 | 0.86746 | 0.91738 | 0.97193 |  | 0.0023559 | 0.0045048 | 0.0074469 | 0.011753 | 0.017897 | 0.026641 | 0.037212 | 0.051069 | 0.067363 | 0.086923 | 0.11518 | 0.14834 | 0.19415 | 0.24442 | 0.306 | 0.37024 | 0.43925 | 0.50988 | 0.58146 | 0.64991 | 0.7226 | 0.79784 | 0.87282 | 0.94965 | 1.0219 | 1.0962 | 1.1689 | 1.2401 | 1.311 | 1.3833 | 1.4459 | 1.51 |  | 0.0023559 | 0.016919 | 0.024294 | 0.036013 | 0.051419 | 0.079095 | 0.1215 | 0.17495 | 0.23695 | 0.30739 | 0.38966 | 0.47688 | 0.57238 | 0.66737 | 0.76858 | 0.86942 | 0.9713 | 1.072 | 1.1707 | 1.2648 | 1.3515 | 1.4265 | 1.4938 | 1.5556 | 1.6053 | 1.653 | 1.6971 | 1.741 | 1.7859 | 1.8342 | 1.872 | 1.9158
Woodbine St |  | 0.0017243 | 0.0032971 | 0.0054505 | 0.0086025 | 0.013099 | 0.019499 | 0.027236 | 0.037378 | 0.049304 | 0.06362 | 0.08413 | 0.108 | 0.14106 | 0.17726 | 0.22166 | 0.2679 | 0.31752 | 0.36825 | 0.41957 | 0.46853 | 0.52045 | 0.57397 | 0.62692 | 0.68085 | 0.73119 | 0.78275 | 0.83319 | 0.88222 | 0.93078 | 0.98023 | 1.0223 | 1.0654 |  | 0.0017243 | 0.0032971 | 0.0017109 | 0.0026558 | 0.0039563 | 0.0058372 | 0.0083144 | 0.011725 | 0.015775 | 0.020308 | 0.026053 | 0.031837 | 0.039363 | 0.046435 | 0.054887 | 0.062986 | 0.071334 | 0.079525 | 0.087613 | 0.095032 | 0.10321 | 0.11183 | 0.12043 | 0.12941 | 0.13664 | 0.14512 | 0.15378 | 0.16188 | 0.16991 | 0.17888 | 0.1837 | 0.19072 |  | 0.0017243 | 0.0032971 | 0.0054505 | 0.0085737 | 0.012917 | 0.018882 | 0.025678 | 0.0339 | 0.04259 | 0.051872 | 0.064525 | 0.078314 | 0.096961 | 0.11584 | 0.13876 | 0.16204 | 0.18698 | 0.21242 | 0.23844 | 0.26384 | 0.29189 | 0.32227 | 0.3542 | 0.38851 | 0.42084 | 0.45596 | 0.49151 | 0.52719 | 0.5638 | 0.60269 | 0.6355 | 0.67158 |  | 0.0017243 | 0.0032971 | 0.0054505 | 0.0086025 | 0.013099 | 0.019499 | 0.027236 | 0.037378 | 0.049304 | 0.06362 | 0.08413 | 0.108 | 0.14106 | 0.17726 | 0.22166 | 0.2679 | 0.31752 | 0.36825 | 0.41957 | 0.46853 | 0.52045 | 0.57397 | 0.62692 | 0.68085 | 0.73119 | 0.78275 | 0.83319 | 0.88222 | 0.93078 | 0.98023 | 1.0223 | 1.0654 |  | 0.0017243 | 0.012383 | 0.017781 | 0.025804 | 0.036076 | 0.053628 | 0.079766 | 0.11261 | 0.15036 | 0.19303 | 0.24321 | 0.29616 | 0.3551 | 0.41357 | 0.47651 | 0.53911 | 0.60252 | 0.66526 | 0.72685 | 0.78549 | 0.84042 | 0.889 | 0.93331 | 0.97472 | 1.0085 | 1.0417 | 1.0731 | 1.1041 | 1.1358 | 1.1699 | 1.1962 | 1.2268
Woodfield Rd |  | 0.0037577 | 0.007185 | 0.011878 | 0.018747 | 0.028545 | 0.042492 | 0.059353 | 0.081454 | 0.10744 | 0.13864 | 0.18316 | 0.23475 | 0.30627 | 0.38453 | 0.48056 | 0.5805 | 0.68769 | 0.79723 | 0.90794 | 1.0134 | 1.1252 | 1.2402 | 1.3535 | 1.4686 | 1.5755 | 1.6849 | 1.7919 | 1.8954 | 1.9977 | 2.1017 | 2.1895 | 2.2792 |  | 0.0037577 | 0.007185 | 0.0037285 | 0.0057876 | 0.0086217 | 0.01272 | 0.018119 | 0.02555 | 0.034376 | 0.044255 | 0.056775 | 0.069379 | 0.08578 | 0.10119 | 0.11961 | 0.13726 | 0.15545 | 0.1733 | 0.19093 | 0.20709 | 0.22491 | 0.2437 | 0.26244 | 0.28201 | 0.29776 | 0.31625 | 0.33513 | 0.35277 | 0.37027 | 0.38983 | 0.40032 | 0.41561 |  | 0.0037577 | 0.007185 | 0.011878 | 0.018684 | 0.02815 | 0.041148 | 0.055957 | 0.073876 | 0.092812 | 0.11304 | 0.14043 | 0.17005 | 0.21017 | 0.25069 | 0.29991 | 0.34982 | 0.40322 | 0.45762 | 0.5132 | 0.56735 | 0.62713 | 0.69169 | 0.75921 | 0.83151 | 0.89922 | 0.97278 | 1.0473 | 1.1217 | 1.198 | 1.279 | 1.3465 | 1.4211 |  | 0.0037577 | 0.007185 | 0.011878 | 0.018747 | 0.028545 | 0.042492 | 0.059353 | 0.081454 | 0.10744 | 0.13864 | 0.18316 | 0.23475 | 0.30627 | 0.38453 | 0.48056 | 0.5805 | 0.68769 | 0.79723 | 0.90794 | 1.0134 | 1.1252 | 1.2402 | 1.3535 | 1.4686 | 1.5755 | 1.6849 | 1.7919 | 1.8954 | 1.9977 | 2.1017 | 2.1895 | 2.2792 |  | 0.0037577 | 0.026986 | 0.038749 | 0.055638 | 0.076945 | 0.11224 | 0.16385 | 0.22857 | 0.30258 | 0.38598 | 0.48454 | 0.58834 | 0.70523 | 0.82108 | 0.9467 | 1.0716 | 1.1985 | 1.3242 | 1.4478 | 1.5656 | 1.6773 | 1.7776 | 1.8701 | 1.9577 | 2.0299 | 2.1017 | 2.1703 | 2.2379 | 2.3066 | 2.3806 | 2.4371 | 2.5031
Woodhill Lane |  | 0.0010046 | 0.001921 | 0.0031756 | 0.005012 | 0.0076317 | 0.011361 | 0.015868 | 0.021777 | 0.028726 | 0.037067 | 0.049529 | 0.064647 | 0.085362 | 0.10824 | 0.13614 | 0.16543 | 0.19703 | 0.2295 | 0.26261 | 0.29455 | 0.32866 | 0.3645 | 0.40112 | 0.43944 | 0.47643 | 0.51472 | 0.55239 | 0.59007 | 0.6282 | 0.66731 | 0.70281 | 0.73923 |  | 0.0010046 | 0.001921 | 0.00099684 | 0.0015474 | 0.0023051 | 0.0034009 | 0.0048442 | 0.0068311 | 0.0091907 | 0.011832 | 0.015179 | 0.018549 | 0.022934 | 0.027054 | 0.031979 | 0.036698 | 0.041561 | 0.046334 | 0.051046 | 0.055368 | 0.060132 | 0.065155 | 0.070167 | 0.075398 | 0.079608 | 0.084552 | 0.0896 | 0.094315 | 0.098995 | 0.10422 | 0.10703 | 0.11112 |  | 0.0010046 | 0.001921 | 0.0031756 | 0.0049953 | 0.0075261 | 0.011001 | 0.014961 | 0.019751 | 0.024814 | 0.030222 | 0.038107 | 0.04735 | 0.059671 | 0.072457 | 0.087838 | 0.10376 | 0.12097 | 0.1387 | 0.15707 | 0.17529 | 0.1955 | 0.21785 | 0.24223 | 0.26912 | 0.29561 | 0.32431 | 0.35332 | 0.38322 | 0.41439 | 0.44734 | 0.47745 | 0.5098 |  | 0.0010046 | 0.001921 | 0.0031756 | 0.005012 | 0.0076317 | 0.011361 | 0.015868 | 0.021777 | 0.028726 | 0.037067 | 0.049529 | 0.064647 | 0.085362 | 0.10824 | 0.13614 | 0.16543 | 0.19703 | 0.2295 | 0.26261 | 0.29455 | 0.32866 | 0.3645 | 0.40112 | 0.43944 | 0.47643 | 0.51472 | 0.55239 | 0.59007 | 0.6282 | 0.66731 | 0.70281 | 0.73923 |  | 0.0010046 | 0.0072149 | 0.01036 | 0.016716 | 0.025744 | 0.044133 | 0.074116 | 0.11214 | 0.15701 | 0.20843 | 0.2676 | 0.33074 | 0.39742 | 0.46396 | 0.53318 | 0.60224 | 0.67143 | 0.73945 | 0.80581 | 0.86875 | 0.92435 | 0.96948 | 1.0081 | 1.0414 | 1.0668 | 1.089 | 1.1082 | 1.1278 | 1.1481 | 1.1703 | 1.1884 | 1.2095
Woodhouse Park |  | 0.002422 | 0.0046311 | 2.0077 | 2.0121 | 2.0184 | 2.0274 | 2.0383 | 2.0525 | 2.0693 | 2.0894 | 2.1177 | 2.15 | 2.195 | 2.2441 | 2.3045 | 2.3671 | 2.4342 | 2.5026 | 2.5715 | 2.6369 | 2.7061 | 2.7767 | 2.8453 | 2.9142 | 2.9773 | 3.0416 | 3.1042 | 3.1639 | 3.2223 | 3.2815 | 3.3296 | 3.3788 |  | 0.002422 | 0.0046311 | 2.0024 | 2.0037 | 2.0056 | 2.0082 | 2.0117 | 2.0165 | 2.0222 | 2.0285 | 2.0366 | 2.0447 | 2.0553 | 2.0652 | 2.0771 | 2.0885 | 2.1002 | 2.1117 | 2.1231 | 2.1335 | 2.145 | 2.1571 | 2.1692 | 2.1818 | 2.1919 | 2.2038 | 2.216 | 2.2274 | 2.2387 | 2.2513 | 2.258 | 2.2679 |  | 0.002422 | 0.0046311 | 2.0077 | 2.012 | 2.0181 | 2.0265 | 2.0361 | 2.0476 | 2.0598 | 2.0729 | 2.0901 | 2.1083 | 2.1331 | 2.1578 | 2.188 | 2.2184 | 2.2508 | 2.2837 | 2.3171 | 2.3494 | 2.385 | 2.4231 | 2.4623 | 2.5036 | 2.5414 | 2.5825 | 2.6242 | 2.6653 | 2.7069 | 2.7512 | 2.7863 | 2.8257 |  | 0.002422 | 0.0046311 | 2.0077 | 2.0121 | 2.0184 | 2.0274 | 2.0383 | 2.0525 | 2.0693 | 2.0894 | 2.1177 | 2.15 | 2.195 | 2.2441 | 2.3045 | 2.3671 | 2.4342 | 2.5026 | 2.5715 | 2.6369 | 2.7061 | 2.7767 | 2.8453 | 2.9142 | 2.9773 | 3.0416 | 3.1042 | 3.1639 | 3.2223 | 3.2815 | 3.3296 | 3.3788 |  | 0.002422 | 0.017394 | 2.025 | 2.0346 | 2.046 | 2.0626 | 2.0845 | 2.1118 | 2.1421 | 2.1755 | 2.2162 | 2.2585 | 2.3092 | 2.3592 | 2.4154 | 2.4711 | 2.5284 | 2.5855 | 2.6421 | 2.6963 | 2.7505 | 2.8025 | 2.8527 | 2.9023 | 2.9448 | 2.9892 | 3.0329 | 3.0755 | 3.1185 | 3.1647 | 3.1991 | 3.2393
Woodley |  | 0.0018696 | 0.0035749 | 0.0059097 | 0.0093273 | 0.014202 | 0.021142 | 0.029531 | 0.040527 | 0.053458 | 0.06898 | 0.091199 | 0.11704 | 0.15282 | 0.19201 | 0.24006 | 0.29011 | 0.34381 | 0.39871 | 0.45422 | 0.50718 | 0.56332 | 0.62117 | 0.67838 | 0.73662 | 0.79094 | 0.84658 | 0.90099 | 0.95386 | 1.0062 | 1.0595 | 1.1048 | 1.1511 |  | 0.0018696 | 0.0035749 | 0.0018551 | 0.0028796 | 0.0042897 | 0.006329 | 0.009015 | 0.012712 | 0.017104 | 0.022019 | 0.028248 | 0.034519 | 0.042679 | 0.050347 | 0.059512 | 0.068293 | 0.077344 | 0.086226 | 0.094995 | 0.10304 | 0.1119 | 0.12125 | 0.13058 | 0.14031 | 0.14815 | 0.15735 | 0.16674 | 0.17552 | 0.18423 | 0.19396 | 0.19918 | 0.20679 |  | 0.0018696 | 0.0035749 | 0.0059097 | 0.0092961 | 0.014006 | 0.020473 | 0.027841 | 0.036757 | 0.046178 | 0.056243 | 0.069942 | 0.084847 | 0.10501 | 0.12541 | 0.15018 | 0.17534 | 0.20227 | 0.22974 | 0.25782 | 0.28523 | 0.3155 | 0.34827 | 0.38268 | 0.41965 | 0.45444 | 0.49224 | 0.53053 | 0.56891 | 0.6083 | 0.65014 | 0.68538 | 0.72414 |  | 0.0018696 | 0.0035749 | 0.0059097 | 0.0093273 | 0.014202 | 0.021142 | 0.029531 | 0.040527 | 0.053458 | 0.06898 | 0.091199 | 0.11704 | 0.15282 | 0.19201 | 0.24006 | 0.29011 | 0.34381 | 0.39871 | 0.45422 | 0.50718 | 0.56332 | 0.62117 | 0.67838 | 0.73662 | 0.79094 | 0.84658 | 0.90099 | 0.95386 | 1.0062 | 1.0595 | 1.1048 | 1.1511 |  | 0.0018696 | 0.013427 | 0.019279 | 0.027914 | 0.038934 | 0.057698 | 0.08557 | 0.12058 | 0.16077 | 0.20617 | 0.25959 | 0.31593 | 0.37875 | 0.44103 | 0.50814 | 0.57486 | 0.64246 | 0.70933 | 0.77499 | 0.83749 | 0.89611 | 0.94803 | 0.99545 | 1.0398 | 1.0761 | 1.1118 | 1.1456 | 1.1791 | 1.2132 | 1.25 | 1.2783 | 1.3113
Woolfold |  | 0.0014912 | 0.0028513 | 0.0047136 | 0.0074395 | 0.011328 | 0.016863 | 0.023554 | 0.032325 | 0.042639 | 0.055019 | 0.072718 | 0.093272 | 0.12175 | 0.15292 | 0.19116 | 0.23097 | 0.27368 | 0.31734 | 0.36147 | 0.40355 | 0.44815 | 0.49407 | 0.53942 | 0.58552 | 0.62846 | 0.67241 | 0.71538 | 0.75706 | 0.79827 | 0.84022 | 0.87573 | 0.91205 |  | 0.0014912 | 0.0028513 | 0.0014796 | 0.0022968 | 0.0034215 | 0.005048 | 0.0071904 | 0.010139 | 0.013642 | 0.017562 | 0.022531 | 0.027533 | 0.034041 | 0.040157 | 0.047467 | 0.054471 | 0.06169 | 0.068774 | 0.075768 | 0.082184 | 0.089255 | 0.096711 | 0.10415 | 0.11191 | 0.11816 | 0.1255 | 0.13299 | 0.13999 | 0.14694 | 0.1547 | 0.15887 | 0.16493 |  | 0.0014912 | 0.0028513 | 0.0047136 | 0.0074146 | 0.011171 | 0.01633 | 0.022206 | 0.029317 | 0.036832 | 0.04486 | 0.055764 | 0.067598 | 0.083615 | 0.099808 | 0.11947 | 0.13943 | 0.16079 | 0.18257 | 0.20482 | 0.22653 | 0.25049 | 0.2764 | 0.30357 | 0.33271 | 0.36007 | 0.38979 | 0.41989 | 0.45002 | 0.48091 | 0.51372 | 0.54122 | 0.57151 |  | 0.0014912 | 0.0028513 | 0.0047136 | 0.0074395 | 0.011328 | 0.016863 | 0.023554 | 0.032325 | 0.042639 | 0.055019 | 0.072718 | 0.093272 | 0.12175 | 0.15292 | 0.19116 | 0.23097 | 0.27368 | 0.31734 | 0.36147 | 0.40355 | 0.44815 | 0.49407 | 0.53942 | 0.58552 | 0.62846 | 0.67241 | 0.71538 | 0.75706 | 0.79827 | 0.84022 | 0.87573 | 0.91205 |  | 0.0014912 | 0.010709 | 0.015377 | 0.022189 | 0.030842 | 0.045406 | 0.066894 | 0.093859 | 0.12475 | 0.1596 | 0.20065 | 0.24389 | 0.29228 | 0.3402 | 0.39196 | 0.44338 | 0.49549 | 0.54704 | 0.59764 | 0.64578 | 0.69107 | 0.73136 | 0.76826 | 0.80293 | 0.83129 | 0.85938 | 0.88609 | 0.9125 | 0.93941 | 0.96853 | 0.9908 | 1.0169
Wordsworth St |  | 0.0024524 | 0.0046892 | 0.0077519 | 0.012235 | 0.018629 | 0.027732 | 0.038736 | 0.05316 | 0.070122 | 0.090482 | 0.11954 | 0.15321 | 0.1999 | 0.25098 | 0.31366 | 0.37889 | 0.44886 | 0.52035 | 0.59261 | 0.66147 | 0.73442 | 0.80946 | 0.88343 | 0.95852 | 1.0283 | 1.0997 | 1.1695 | 1.2371 | 1.3038 | 1.3716 | 1.4289 | 1.4874 |  | 0.0024524 | 0.0046892 | 0.0024334 | 0.0037772 | 0.0056268 | 0.0083018 | 0.011825 | 0.016675 | 0.022435 | 0.028883 | 0.037054 | 0.045279 | 0.055983 | 0.066041 | 0.078062 | 0.089581 | 0.10145 | 0.1131 | 0.12461 | 0.13516 | 0.14679 | 0.15905 | 0.17128 | 0.18405 | 0.19433 | 0.2064 | 0.21872 | 0.23023 | 0.24165 | 0.25441 | 0.26127 | 0.27124 |  | 0.0024524 | 0.0046892 | 0.0077519 | 0.012194 | 0.018372 | 0.026855 | 0.03652 | 0.048214 | 0.060572 | 0.073774 | 0.091654 | 0.11099 | 0.13718 | 0.16363 | 0.19576 | 0.22834 | 0.2632 | 0.29872 | 0.33499 | 0.37034 | 0.40936 | 0.4515 | 0.49556 | 0.54275 | 0.58694 | 0.63494 | 0.68355 | 0.73212 | 0.78185 | 0.83469 | 0.87872 | 0.9273 |  | 0.0024524 | 0.0046892 | 0.0077519 | 0.012235 | 0.018629 | 0.027732 | 0.038736 | 0.05316 | 0.070122 | 0.090482 | 0.11954 | 0.15321 | 0.1999 | 0.25098 | 0.31366 | 0.37889 | 0.44886 | 0.52035 | 0.59261 | 0.66147 | 0.73442 | 0.80946 | 0.88343 | 0.95852 | 1.0283 | 1.0997 | 1.1695 | 1.2371 | 1.3038 | 1.3716 | 1.4289 | 1.4874 |  | 0.0024524 | 0.017612 | 0.025289 | 0.036319 | 0.050238 | 0.073307 | 0.10704 | 0.14933 | 0.19766 | 0.25211 | 0.31641 | 0.38408 | 0.46022 | 0.53563 | 0.61735 | 0.69855 | 0.78093 | 0.8625 | 0.94265 | 1.019 | 1.0912 | 1.1559 | 1.2155 | 1.2719 | 1.3182 | 1.3644 | 1.4085 | 1.452 | 1.4963 | 1.5441 | 1.5806 | 1.6233
Worsley Mesnes |  | 0.0024425 | 0.0046703 | 0.0077206 | 0.012185 | 0.018554 | 0.02762 | 0.038579 | 0.052945 | 0.069838 | 0.090117 | 0.11874 | 0.15154 | 0.19715 | 0.24694 | 0.30813 | 0.37165 | 0.43971 | 0.50914 | 0.57915 | 0.64565 | 0.71596 | 0.78787 | 0.85802 | 0.92861 | 0.99347 | 1.0596 | 1.124 | 1.1858 | 1.2462 | 1.3076 | 1.3579 | 1.4093 |  | 0.0024425 | 0.0046703 | 0.0024235 | 0.0037619 | 0.0056041 | 0.0082683 | 0.011777 | 0.016608 | 0.022344 | 0.028766 | 0.036904 | 0.045096 | 0.055757 | 0.065774 | 0.077747 | 0.089219 | 0.10104 | 0.11265 | 0.1241 | 0.13461 | 0.14619 | 0.1584 | 0.17059 | 0.18331 | 0.19354 | 0.20556 | 0.21783 | 0.2293 | 0.24068 | 0.25339 | 0.26021 | 0.27015 |  | 0.0024425 | 0.0046703 | 0.0077206 | 0.012144 | 0.018297 | 0.026746 | 0.036372 | 0.048019 | 0.060328 | 0.073476 | 0.09097 | 0.10949 | 0.13469 | 0.15994 | 0.1907 | 0.22171 | 0.2548 | 0.28839 | 0.32257 | 0.35569 | 0.39221 | 0.43135 | 0.47172 | 0.51452 | 0.55386 | 0.59666 | 0.64003 | 0.68287 | 0.72642 | 0.7728 | 0.80999 | 0.8515 |  | 0.0024425 | 0.0046703 | 0.0077206 | 0.012185 | 0.018554 | 0.02762 | 0.038579 | 0.052945 | 0.069838 | 0.090117 | 0.11874 | 0.15154 | 0.19715 | 0.24694 | 0.30813 | 0.37165 | 0.43971 | 0.50914 | 0.57915 | 0.64565 | 0.71596 | 0.78787 | 0.85802 | 0.92861 | 0.99347 | 1.0596 | 1.124 | 1.1858 | 1.2462 | 1.3076 | 1.3579 | 1.4093 |  | 0.0024425 | 0.017541 | 0.025187 | 0.035145 | 0.04715 | 0.065132 | 0.089699 | 0.12027 | 0.15446 | 0.19249 | 0.23832 | 0.28611 | 0.34235 | 0.39783 | 0.4596 | 0.52088 | 0.58359 | 0.64603 | 0.7077 | 0.76662 | 0.82469 | 0.8795 | 0.93166 | 0.9828 | 1.0261 | 1.0709 | 1.1148 | 1.1577 | 1.201 | 1.2476 | 1.2825 | 1.3234
Wrightington |  | 0.0029763 | 0.005691 | 0.009408 | 0.014849 | 0.02261 | 0.033657 | 0.047012 | 0.064517 | 0.085103 | 0.10981 | 0.145 | 0.18571 | 0.24216 | 0.30391 | 0.3797 | 0.45853 | 0.54307 | 0.62943 | 0.71668 | 0.79977 | 0.88776 | 0.97819 | 1.0672 | 1.1574 | 1.241 | 1.3265 | 1.4101 | 1.4909 | 1.5705 | 1.6515 | 1.7194 | 1.7889 |  | 0.0029763 | 0.005691 | 0.0029532 | 0.0045842 | 0.0068289 | 0.010075 | 0.014351 | 0.020238 | 0.027228 | 0.035053 | 0.04497 | 0.054953 | 0.067944 | 0.08015 | 0.09474 | 0.10872 | 0.12313 | 0.13727 | 0.15123 | 0.16403 | 0.17814 | 0.19303 | 0.20787 | 0.22337 | 0.23584 | 0.25049 | 0.26545 | 0.27942 | 0.29328 | 0.30877 | 0.31708 | 0.32919 |  | 0.0029763 | 0.005691 | 0.009408 | 0.014799 | 0.022297 | 0.032592 | 0.044322 | 0.058515 | 0.073513 | 0.089536 | 0.11116 | 0.13446 | 0.16605 | 0.1979 | 0.2366 | 0.27582 | 0.31775 | 0.36044 | 0.40402 | 0.44644 | 0.49325 | 0.54375 | 0.59643 | 0.65275 | 0.70533 | 0.76246 | 0.82033 | 0.87804 | 0.93706 | 0.9998 | 1.0518 | 1.1092 |  | 0.0029763 | 0.005691 | 0.009408 | 0.014849 | 0.02261 | 0.033657 | 0.047012 | 0.064517 | 0.085103 | 0.10981 | 0.145 | 0.18571 | 0.24216 | 0.30391 | 0.3797 | 0.45853 | 0.54307 | 0.62943 | 0.71668 | 0.79977 | 0.88776 | 0.97819 | 1.0672 | 1.1574 | 1.241 | 1.3265 | 1.4101 | 1.4909 | 1.5705 | 1.6515 | 1.7194 | 1.7889 |  | 0.0029763 | 0.021375 | 0.030692 | 0.043843 | 0.060309 | 0.087185 | 0.1261 | 0.17485 | 0.23038 | 0.29283 | 0.36679 | 0.4445 | 0.53251 | 0.6196 | 0.71435 | 0.80846 | 0.90406 | 0.9988 | 1.0919 | 1.1807 | 1.2651 | 1.3414 | 1.4121 | 1.4793 | 1.5348 | 1.5905 | 1.6439 | 1.6965 | 1.75 | 1.8078 | 1.8517 | 1.9031
Yealand |  | 0.00040293 | 0.00077044 | 0.0012736 | 0.0020102 | 0.0030608 | 0.0045564 | 0.0063643 | 0.0087342 | 0.011521 | 0.014866 | 0.019693 | 0.02535 | 0.03317 | 0.041747 | 0.052253 | 0.063213 | 0.074983 | 0.087028 | 0.099229 | 0.11089 | 0.12327 | 0.13608 | 0.14883 | 0.16189 | 0.17415 | 0.18674 | 0.19907 | 0.21112 | 0.22311 | 0.23534 | 0.24588 | 0.25668 |  | 0.00040293 | 0.00077044 | 0.0003998 | 0.0006206 | 0.00092449 | 0.001364 | 0.0019429 | 0.0027397 | 0.0036861 | 0.0047454 | 0.0060879 | 0.0074394 | 0.0091981 | 0.010851 | 0.012826 | 0.014718 | 0.016669 | 0.018583 | 0.020473 | 0.022206 | 0.024117 | 0.026132 | 0.028142 | 0.03024 | 0.031928 | 0.033911 | 0.035936 | 0.037827 | 0.039704 | 0.041801 | 0.042926 | 0.044565 |  | 0.00040293 | 0.00077044 | 0.0012736 | 0.0020034 | 0.0030185 | 0.0044123 | 0.0060002 | 0.0079216 | 0.0099521 | 0.012121 | 0.015111 | 0.018413 | 0.022866 | 0.027395 | 0.032882 | 0.038477 | 0.044479 | 0.050613 | 0.056902 | 0.06306 | 0.069866 | 0.077269 | 0.085106 | 0.093575 | 0.10163 | 0.11037 | 0.11923 | 0.12816 | 0.13736 | 0.14711 | 0.1555 | 0.16467 |  | 0.00040293 | 0.00077044 | 0.0012736 | 0.0020102 | 0.0030608 | 0.0045564 | 0.0063643 | 0.0087342 | 0.011521 | 0.014866 | 0.019693 | 0.02535 | 0.03317 | 0.041747 | 0.052253 | 0.063213 | 0.074983 | 0.087028 | 0.099229 | 0.11089 | 0.12327 | 0.13608 | 0.14883 | 0.16189 | 0.17415 | 0.18674 | 0.19907 | 0.21112 | 0.22311 | 0.23534 | 0.24588 | 0.25668 |  | 0.00040293 | 0.0028937 | 0.004155 | 0.0061399 | 0.0087393 | 0.01338 | 0.020463 | 0.029385 | 0.039712 | 0.051426 | 0.065109 | 0.079587 | 0.095459 | 0.11122 | 0.12802 | 0.14473 | 0.1616 | 0.17825 | 0.19456 | 0.21006 | 0.22433 | 0.23667 | 0.24775 | 0.25791 | 0.26606 | 0.2739 | 0.28119 | 0.28846 | 0.2959 | 0.30396 | 0.31022 | 0.31756
BSP | (Years as financial years, ie 2051 is FY2050/51) | 2020 | 2021 | 2022 | 2023 | 2024 | 2025 | 2026 | 2027 | 2028 | 2029 | 2030 | 2031 | 2032 | 2033 | 2034 | 2035 | 2036 | 2037 | 2038 | 2039 | 2040 | 2041 | 2042 | 2043 | 2044 | 2045 | 2046 | 2047 | 2048 | 2049 | 2050 | 2051 | (Years as financial years, ie 2051 is FY2050/51) | 2020 | 2021 | 2022 | 2023 | 2024 | 2025 | 2026 | 2027 | 2028 | 2029 | 2030 | 2031 | 2032 | 2033 | 2034 | 2035 | 2036 | 2037 | 2038 | 2039 | 2040 | 2041 | 2042 | 2043 | 2044 | 2045 | 2046 | 2047 | 2048 | 2049 | 2050 | 2051 | (Years as financial years, ie 2051 is FY2050/51) | 2020 | 2021 | 2022 | 2023 | 2024 | 2025 | 2026 | 2027 | 2028 | 2029 | 2030 | 2031 | 2032 | 2033 | 2034 | 2035 | 2036 | 2037 | 2038 | 2039 | 2040 | 2041 | 2042 | 2043 | 2044 | 2045 | 2046 | 2047 | 2048 | 2049 | 2050 | 2051 | (Years as financial years, ie 2051 is FY2050/51) | 2020 | 2021 | 2022 | 2023 | 2024 | 2025 | 2026 | 2027 | 2028 | 2029 | 2030 | 2031 | 2032 | 2033 | 2034 | 2035 | 2036 | 2037 | 2038 | 2039 | 2040 | 2041 | 2042 | 2043 | 2044 | 2045 | 2046 | 2047 | 2048 | 2049 | 2050 | 2051 | (Years as financial years, ie 2051 is FY2050/51) | 2020 | 2021 | 2022 | 2023 | 2024 | 2025 | 2026 | 2027 | 2028 | 2029 | 2030 | 2031 | 2032 | 2033 | 2034 | 2035 | 2036 | 2037 | 2038 | 2039 | 2040 | 2041 | 2042 | 2043 | 2044 | 2045 | 2046 | 2047 | 2048 | 2049 | 2050 | 2051
Adswood |  | 0.0096581 | 0.018467 | 0.030529 | 0.048183 | 0.073367 | 0.10921 | 0.15255 | 0.20936 | 0.27616 | 0.35634 | 0.47066 | 0.60304 | 0.78659 | 0.98741 | 1.2338 | 1.4903 | 1.7653 | 2.0463 | 2.3302 | 2.6007 | 2.8873 | 3.1819 | 3.4721 | 3.7665 | 4.0399 | 4.3195 | 4.5927 | 4.8571 | 5.1181 | 5.3835 | 5.6068 | 5.8352 |  | 0.0096581 | 0.0058273 | 0.0095831 | 0.014875 | 0.02216 | 0.032694 | 0.04657 | 0.06567 | 0.088355 | 0.11375 | 0.14593 | 0.17832 | 0.22047 | 0.26008 | 0.30743 | 0.35279 | 0.39955 | 0.44543 | 0.49073 | 0.53228 | 0.57807 | 0.62637 | 0.67454 | 0.72483 | 0.76531 | 0.81284 | 0.86136 | 0.9067 | 0.95169 | 1.0019 | 1.0289 | 1.0682 |  | 0.0096581 | 0.018467 | 0.030529 | 0.048022 | 0.072351 | 0.10576 | 0.14382 | 0.18988 | 0.23855 | 0.29054 | 0.36085 | 0.43676 | 0.5396 | 0.6434 | 0.76952 | 0.89736 | 1.0341 | 1.1734 | 1.3156 | 1.4542 | 1.6071 | 1.7722 | 1.9446 | 2.1291 | 2.3017 | 2.4891 | 2.679 | 2.8686 | 3.0626 | 3.2688 | 3.4403 | 3.6296 |  | 0.0096581 | 0.018467 | 0.030529 | 0.048183 | 0.073367 | 0.10921 | 0.15255 | 0.20936 | 0.27616 | 0.35634 | 0.47066 | 0.60304 | 0.78659 | 0.98741 | 1.2338 | 1.4903 | 1.7653 | 2.0463 | 2.3302 | 2.6007 | 2.8873 | 3.1819 | 3.4721 | 3.7665 | 4.0399 | 4.3195 | 4.5927 | 4.8571 | 5.1181 | 5.3835 | 5.6068 | 5.8352 |  | 0.0096581 | 0.06936 | 0.099593 | 0.14269 | 0.19688 | 0.28603 | 0.41579 | 0.57847 | 0.76422 | 0.97342 | 1.2209 | 1.4815 | 1.7756 | 2.0671 | 2.3836 | 2.6984 | 3.0182 | 3.3352 | 3.6471 | 3.9444 | 4.2269 | 4.4817 | 4.7171 | 4.9404 | 5.125 | 5.3093 | 5.4856 | 5.6591 | 5.8353 | 6.0252 | 6.1701 | 6.3391
Agecroft |  | 0.0085249 | 0.0163 | 0.026947 | 0.04253 | 0.064759 | 0.0964 | 0.13465 | 0.18479 | 0.24375 | 0.31453 | 0.41591 | 0.53389 | 0.69725 | 0.87618 | 1.0956 | 1.3241 | 1.5693 | 1.82 | 2.0736 | 2.3156 | 2.5721 | 2.8364 | 3.0979 | 3.3642 | 3.6126 | 3.867 | 4.1158 | 4.3575 | 4.5969 | 4.8406 | 5.0478 | 5.2598 |  | 0.0085249 | 0.0051436 | 0.0084587 | 0.01313 | 0.01956 | 0.028858 | 0.041106 | 0.057965 | 0.077988 | 0.1004 | 0.1288 | 0.1574 | 0.19461 | 0.22957 | 0.27136 | 0.3114 | 0.35267 | 0.39317 | 0.43315 | 0.46983 | 0.51025 | 0.55287 | 0.5954 | 0.63979 | 0.67551 | 0.71747 | 0.7603 | 0.80031 | 0.84002 | 0.88438 | 0.9082 | 0.94288 |  | 0.0085249 | 0.0163 | 0.026947 | 0.042387 | 0.063862 | 0.093352 | 0.12695 | 0.1676 | 0.21056 | 0.25645 | 0.31899 | 0.38711 | 0.47925 | 0.57253 | 0.68574 | 0.80077 | 0.92395 | 1.0496 | 1.1781 | 1.3036 | 1.4421 | 1.5921 | 1.7496 | 1.9189 | 2.0782 | 2.2513 | 2.4266 | 2.6023 | 2.7826 | 2.9741 | 3.1355 | 3.313 |  | 0.0085249 | 0.0163 | 0.026947 | 0.04253 | 0.064759 | 0.0964 | 0.13465 | 0.18479 | 0.24375 | 0.31453 | 0.41591 | 0.53389 | 0.69725 | 0.87618 | 1.0956 | 1.3241 | 1.5693 | 1.82 | 2.0736 | 2.3156 | 2.5721 | 2.8364 | 3.0979 | 3.3642 | 3.6126 | 3.867 | 4.1158 | 4.3575 | 4.5969 | 4.8406 | 5.0478 | 5.2598 |  | 0.0085249 | 0.061222 | 0.087908 | 0.12751 | 0.17818 | 0.26448 | 0.39277 | 0.55395 | 0.73915 | 0.9484 | 1.1945 | 1.4542 | 1.7434 | 2.0303 | 2.3392 | 2.6465 | 2.9577 | 3.2656 | 3.5679 | 3.8556 | 4.1253 | 4.3641 | 4.582 | 4.7859 | 4.9523 | 5.116 | 5.2709 | 5.4242 | 5.5803 | 5.7489 | 5.8784 | 6.0298
Altrincham |  | 0.0041509 | 0.007937 | 0.013121 | 0.020709 | 0.031532 | 0.046939 | 0.065565 | 0.089979 | 0.11869 | 0.15315 | 0.20419 | 0.26557 | 0.34987 | 0.44282 | 0.55628 | 0.67524 | 0.8034 | 0.93499 | 1.069 | 1.198 | 1.3355 | 1.4795 | 1.6258 | 1.7782 | 1.9244 | 2.0755 | 2.2241 | 2.372 | 2.5211 | 2.674 | 2.8114 | 2.9523 |  | 0.0041509 | 0.0025045 | 0.0041187 | 0.0063933 | 0.009524 | 0.014052 | 0.020015 | 0.028224 | 0.037974 | 0.048887 | 0.062717 | 0.07664 | 0.094757 | 0.11178 | 0.13213 | 0.15163 | 0.17172 | 0.19144 | 0.21091 | 0.22877 | 0.24845 | 0.26921 | 0.28991 | 0.31153 | 0.32892 | 0.34935 | 0.3702 | 0.38969 | 0.40902 | 0.43063 | 0.44222 | 0.45911 |  | 0.0041509 | 0.007937 | 0.013121 | 0.020639 | 0.031096 | 0.045455 | 0.061813 | 0.081608 | 0.10253 | 0.12487 | 0.15699 | 0.19411 | 0.24372 | 0.29496 | 0.35671 | 0.42042 | 0.48915 | 0.55985 | 0.63292 | 0.7052 | 0.78531 | 0.87361 | 0.96932 | 1.0744 | 1.1773 | 1.2888 | 1.4015 | 1.5173 | 1.6377 | 1.7651 | 1.8803 | 2.0044 |  | 0.0041509 | 0.007937 | 0.013121 | 0.020709 | 0.031532 | 0.046939 | 0.065565 | 0.089979 | 0.11869 | 0.15315 | 0.20419 | 0.26557 | 0.34987 | 0.44282 | 0.55628 | 0.67524 | 0.8034 | 0.93499 | 1.069 | 1.198 | 1.3355 | 1.4795 | 1.6258 | 1.7782 | 1.9244 | 2.0755 | 2.2241 | 2.372 | 2.5211 | 2.674 | 2.8114 | 2.9523 |  | 0.0041509 | 0.02981 | 0.042804 | 0.067572 | 0.10217 | 0.171 | 0.28201 | 0.42269 | 0.58822 | 0.77773 | 0.99646 | 1.2298 | 1.4778 | 1.7254 | 1.9842 | 2.2424 | 2.5018 | 2.7572 | 3.0068 | 3.2441 | 3.4557 | 3.63 | 3.7811 | 3.9134 | 4.0159 | 4.1077 | 4.1886 | 4.2704 | 4.3549 | 4.4463 | 4.5204 | 4.6062
Atherton |  | 0.017669 | 0.033785 | 0.070852 | 0.10315 | 0.14922 | 0.21481 | 0.29409 | 0.39801 | 0.52022 | 0.66692 | 0.87552 | 1.1164 | 1.4507 | 1.8162 | 2.2649 | 2.7315 | 3.2317 | 3.7427 | 4.2587 | 4.7499 | 5.27 | 5.804 | 6.3287 | 6.8598 | 7.3518 | 7.8544 | 8.3452 | 8.819 | 9.2856 | 9.7599 | 10.1564 | 10.5617 |  | 0.017669 | 0.010661 | 0.032532 | 0.042214 | 0.055541 | 0.074814 | 0.1002 | 0.13514 | 0.17664 | 0.2231 | 0.28197 | 0.34123 | 0.41835 | 0.49082 | 0.57743 | 0.66043 | 0.74597 | 0.8299 | 0.91278 | 0.9888 | 1.0726 | 1.1609 | 1.2491 | 1.3411 | 1.4151 | 1.5021 | 1.5908 | 1.6738 | 1.7561 | 1.848 | 1.8974 | 1.9693 |  | 0.017669 | 0.033785 | 0.070852 | 0.10286 | 0.14737 | 0.20849 | 0.27812 | 0.36238 | 0.45142 | 0.54654 | 0.67462 | 0.81221 | 0.99882 | 1.1868 | 1.4154 | 1.6468 | 1.8941 | 2.1458 | 2.4025 | 2.6523 | 2.9279 | 3.2249 | 3.5341 | 3.8642 | 4.1716 | 4.5056 | 4.844 | 5.1809 | 5.5251 | 5.8912 | 6.1928 | 6.5266 |  | 0.017669 | 0.033785 | 0.070852 | 0.10315 | 0.14922 | 0.21481 | 0.29409 | 0.39801 | 0.52022 | 0.66692 | 0.87552 | 1.1164 | 1.4507 | 1.8162 | 2.2649 | 2.7315 | 3.2317 | 3.7427 | 4.2587 | 4.7499 | 5.27 | 5.804 | 6.3287 | 6.8598 | 7.3518 | 7.8544 | 8.3452 | 8.819 | 9.2856 | 9.7599 | 10.1564 | 10.5617 |  | 0.017669 | 0.12689 | 0.1972 | 0.27426 | 0.37017 | 0.52462 | 0.74638 | 1.0239 | 1.3393 | 1.6935 | 2.1139 | 2.5553 | 3.0579 | 3.555 | 4.0977 | 4.6367 | 5.1848 | 5.7284 | 6.2633 | 6.7729 | 7.2608 | 7.7047 | 8.1174 | 8.5118 | 8.8391 | 9.1692 | 9.487 | 9.7996 | 10.1168 | 10.459 | 10.7187 | 11.0224
Barrow & Sandgate |  | 0.0043991 | 0.0084116 | 0.013905 | 0.021947 | 0.033418 | 0.049746 | 0.069485 | 0.095359 | 0.12578 | 0.16231 | 0.2157 | 0.27912 | 0.36648 | 0.46256 | 0.58005 | 0.70292 | 0.83509 | 0.97058 | 1.1082 | 1.2402 | 1.3807 | 1.5269 | 1.6741 | 1.8261 | 1.9705 | 2.1193 | 2.2652 | 2.4094 | 2.5539 | 2.7016 | 2.8319 | 2.9655 |  | 0.0043991 | 0.0026543 | 0.004365 | 0.0067756 | 0.010093 | 0.014892 | 0.021212 | 0.029912 | 0.040244 | 0.05181 | 0.066467 | 0.081222 | 0.10042 | 0.11846 | 0.14003 | 0.16069 | 0.18199 | 0.20289 | 0.22352 | 0.24245 | 0.2633 | 0.2853 | 0.30725 | 0.33015 | 0.34859 | 0.37024 | 0.39234 | 0.41299 | 0.43348 | 0.45637 | 0.46866 | 0.48656 |  | 0.0043991 | 0.0084116 | 0.013905 | 0.021873 | 0.032955 | 0.048173 | 0.065509 | 0.086487 | 0.10866 | 0.13234 | 0.16568 | 0.20338 | 0.25398 | 0.30587 | 0.36855 | 0.43286 | 0.50205 | 0.57301 | 0.64607 | 0.71799 | 0.79761 | 0.88481 | 0.97831 | 1.0802 | 1.1787 | 1.2855 | 1.3936 | 1.5036 | 1.6176 | 1.7384 | 1.8451 | 1.9608 |  | 0.0043991 | 0.0084116 | 0.013905 | 0.021947 | 0.033418 | 0.049746 | 0.069485 | 0.095359 | 0.12578 | 0.16231 | 0.2157 | 0.27912 | 0.36648 | 0.46256 | 0.58005 | 0.70292 | 0.83509 | 0.97058 | 1.1082 | 1.2402 | 1.3807 | 1.5269 | 1.6741 | 1.8261 | 1.9705 | 2.1193 | 2.2652 | 2.4094 | 2.5539 | 2.7016 | 2.8319 | 2.9655 |  | 0.0043991 | 0.031592 | 0.045363 | 0.069331 | 0.10187 | 0.16369 | 0.26119 | 0.38446 | 0.52855 | 0.6929 | 0.88344 | 1.086 | 1.304 | 1.521 | 1.7496 | 1.9774 | 2.2066 | 2.4324 | 2.6533 | 2.8631 | 3.0526 | 3.2118 | 3.3517 | 3.4765 | 3.5748 | 3.6655 | 3.7476 | 3.83 | 3.9148 | 4.0068 | 4.0798 | 4.1648
Barton |  | 0.0062109 | 0.011876 | 0.019632 | 0.030985 | 0.047181 | 0.070233 | 0.098102 | 0.13463 | 0.17759 | 0.22915 | 0.30403 | 0.39238 | 0.51429 | 0.64819 | 0.81207 | 0.98323 | 1.1672 | 1.3556 | 1.5468 | 1.7298 | 1.9244 | 2.1262 | 2.3283 | 2.5361 | 2.7325 | 2.9345 | 3.1325 | 3.3271 | 3.5214 | 3.7198 | 3.8931 | 4.0706 |  | 0.0062109 | 0.0037474 | 0.0061627 | 0.009566 | 0.01425 | 0.021025 | 0.029948 | 0.042231 | 0.056819 | 0.073147 | 0.093841 | 0.11467 | 0.14178 | 0.16725 | 0.1977 | 0.22687 | 0.25694 | 0.28644 | 0.31557 | 0.3423 | 0.37174 | 0.4028 | 0.43378 | 0.46612 | 0.49215 | 0.52272 | 0.55392 | 0.58307 | 0.61201 | 0.64433 | 0.66168 | 0.68694 |  | 0.0062109 | 0.011876 | 0.019632 | 0.030882 | 0.046527 | 0.068012 | 0.092489 | 0.12211 | 0.1534 | 0.18684 | 0.23342 | 0.28545 | 0.35546 | 0.42697 | 0.51347 | 0.60195 | 0.69701 | 0.79433 | 0.89433 | 0.9925 | 1.1011 | 1.2197 | 1.346 | 1.4831 | 1.6147 | 1.7574 | 1.9018 | 2.0483 | 2.1996 | 2.36 | 2.4999 | 2.6522 |  | 0.0062109 | 0.011876 | 0.019632 | 0.030985 | 0.047181 | 0.070233 | 0.098102 | 0.13463 | 0.17759 | 0.22915 | 0.30403 | 0.39238 | 0.51429 | 0.64819 | 0.81207 | 0.98323 | 1.1672 | 1.3556 | 1.5468 | 1.7298 | 1.9244 | 2.1262 | 2.3283 | 2.5361 | 2.7325 | 2.9345 | 3.1325 | 3.3271 | 3.5214 | 3.7198 | 3.8931 | 4.0706 |  | 0.0062109 | 0.044604 | 0.064046 | 0.096234 | 0.13918 | 0.21848 | 0.34172 | 0.49727 | 0.67833 | 0.88436 | 1.1241 | 1.3784 | 1.6544 | 1.9289 | 2.2197 | 2.5093 | 2.8012 | 3.0891 | 3.3708 | 3.6387 | 3.8828 | 4.0908 | 4.2754 | 4.4424 | 4.5752 | 4.7003 | 4.815 | 4.9296 | 5.0472 | 5.1746 | 5.2748 | 5.3916
Belfield |  | 0.0063048 | 0.012055 | 0.019929 | 0.031454 | 0.047894 | 0.071295 | 0.099585 | 0.13667 | 0.18027 | 0.23262 | 0.30725 | 0.39369 | 0.51353 | 0.64466 | 0.80556 | 0.97298 | 1.1525 | 1.336 | 1.5214 | 1.698 | 1.8851 | 2.0775 | 2.267 | 2.4593 | 2.6379 | 2.8206 | 2.9991 | 3.1718 | 3.3423 | 3.5157 | 3.6616 | 3.8109 |  | 0.0063048 | 0.0038041 | 0.0062559 | 0.0097107 | 0.014466 | 0.021343 | 0.030401 | 0.042869 | 0.057678 | 0.074253 | 0.09526 | 0.11641 | 0.14393 | 0.16978 | 0.20069 | 0.2303 | 0.26083 | 0.29078 | 0.32035 | 0.34747 | 0.37737 | 0.40889 | 0.44034 | 0.47317 | 0.49959 | 0.53062 | 0.5623 | 0.59189 | 0.62126 | 0.65407 | 0.67168 | 0.69733 |  | 0.0063048 | 0.012055 | 0.019929 | 0.031349 | 0.047231 | 0.069041 | 0.093887 | 0.12395 | 0.15572 | 0.18967 | 0.23557 | 0.28514 | 0.3523 | 0.42009 | 0.50245 | 0.58594 | 0.67523 | 0.7662 | 0.85908 | 0.94956 | 1.0494 | 1.1572 | 1.2699 | 1.3904 | 1.5032 | 1.6257 | 1.7498 | 1.8737 | 2.0005 | 2.1352 | 2.2473 | 2.371 |  | 0.0063048 | 0.012055 | 0.019929 | 0.031454 | 0.047894 | 0.071295 | 0.099585 | 0.13667 | 0.18027 | 0.23262 | 0.30725 | 0.39369 | 0.51353 | 0.64466 | 0.80556 | 0.97298 | 1.1525 | 1.336 | 1.5214 | 1.698 | 1.8851 | 2.0775 | 2.267 | 2.4593 | 2.6379 | 2.8206 | 2.9991 | 3.1718 | 3.3423 | 3.5157 | 3.6616 | 3.8109 |  | 0.0063048 | 0.045278 | 0.065014 | 0.093172 | 0.1286 | 0.18699 | 0.27207 | 0.37871 | 0.50047 | 0.63754 | 0.79961 | 0.97011 | 1.1624 | 1.3529 | 1.5596 | 1.765 | 1.9735 | 2.1801 | 2.3831 | 2.5765 | 2.76 | 2.925 | 3.0773 | 3.2216 | 3.3406 | 3.4594 | 3.5731 | 3.6851 | 3.799 | 3.922 | 4.0157 | 4.1253
Bispham |  | 0.011886 | 0.022727 | 0.037571 | 0.059298 | 0.090292 | 0.13441 | 0.18774 | 0.25765 | 0.33986 | 0.43854 | 0.58009 | 0.74502 | 0.97334 | 1.2235 | 1.5301 | 1.8496 | 2.1925 | 2.5431 | 2.8978 | 3.2364 | 3.5954 | 3.9656 | 4.3323 | 4.7059 | 5.055 | 5.4126 | 5.7623 | 6.1026 | 6.4397 | 6.7831 | 7.0757 | 7.3751 |  | 0.011886 | 0.0071716 | 0.011794 | 0.018307 | 0.027272 | 0.040237 | 0.057313 | 0.080819 | 0.10874 | 0.13999 | 0.17959 | 0.21946 | 0.27134 | 0.32008 | 0.37835 | 0.43418 | 0.49172 | 0.54818 | 0.60393 | 0.65507 | 0.71143 | 0.77086 | 0.83016 | 0.89205 | 0.94185 | 1.0004 | 1.0601 | 1.1159 | 1.1712 | 1.2331 | 1.2663 | 1.3146 |  | 0.011886 | 0.022727 | 0.037571 | 0.0591 | 0.089042 | 0.13016 | 0.177 | 0.23368 | 0.29358 | 0.35757 | 0.44495 | 0.54038 | 0.66938 | 0.80009 | 0.95867 | 1.1199 | 1.2926 | 1.4689 | 1.6492 | 1.8253 | 2.0199 | 2.2307 | 2.4524 | 2.6908 | 2.9157 | 3.1599 | 3.4071 | 3.6553 | 3.9101 | 4.1806 | 4.4094 | 4.6607 |  | 0.011886 | 0.022727 | 0.037571 | 0.059298 | 0.090292 | 0.13441 | 0.18774 | 0.25765 | 0.33986 | 0.43854 | 0.58009 | 0.74502 | 0.97334 | 1.2235 | 1.5301 | 1.8496 | 2.1925 | 2.5431 | 2.8978 | 3.2364 | 3.5954 | 3.9656 | 4.3323 | 4.7059 | 5.055 | 5.4126 | 5.7623 | 6.1026 | 6.4397 | 6.7831 | 7.0757 | 7.3751 |  | 0.011886 | 0.085361 | 0.12257 | 0.1784 | 0.25016 | 0.37348 | 0.55774 | 0.78933 | 1.0558 | 1.357 | 1.7106 | 2.0838 | 2.4981 | 2.9089 | 3.3503 | 3.7891 | 4.2331 | 4.672 | 5.1024 | 5.5118 | 5.8939 | 6.2303 | 6.536 | 6.8208 | 7.0522 | 7.2789 | 7.4929 | 7.7049 | 7.9212 | 8.1554 | 8.3355 | 8.5463
Blackburn |  | 0.010853 | 0.020751 | 0.034305 | 0.054143 | 0.082442 | 0.12272 | 0.17142 | 0.23525 | 0.31031 | 0.40041 | 0.52896 | 0.67792 | 0.88443 | 1.1104 | 1.3877 | 1.6762 | 1.9857 | 2.3019 | 2.6216 | 2.9261 | 3.2488 | 3.5806 | 3.9077 | 4.2396 | 4.5481 | 4.8636 | 5.1719 | 5.4705 | 5.7652 | 6.0651 | 6.3177 | 6.5761 |  | 0.010853 | 0.0065481 | 0.010768 | 0.016715 | 0.0249 | 0.036738 | 0.05233 | 0.073792 | 0.099283 | 0.12781 | 0.16397 | 0.20038 | 0.24774 | 0.29225 | 0.34545 | 0.39643 | 0.44897 | 0.50052 | 0.55142 | 0.59812 | 0.64957 | 0.70384 | 0.75798 | 0.81449 | 0.85996 | 0.91338 | 0.9679 | 1.0188 | 1.0694 | 1.1259 | 1.1562 | 1.2003 |  | 0.010853 | 0.020751 | 0.034305 | 0.053961 | 0.0813 | 0.11884 | 0.16161 | 0.21336 | 0.26805 | 0.32648 | 0.40557 | 0.49108 | 0.6069 | 0.72384 | 0.86591 | 1.01 | 1.1641 | 1.3211 | 1.4815 | 1.6378 | 1.8103 | 1.9965 | 2.1912 | 2.3997 | 2.5948 | 2.8068 | 3.0215 | 3.236 | 3.4555 | 3.6889 | 3.8832 | 4.0977 |  | 0.010853 | 0.020751 | 0.034305 | 0.054143 | 0.082442 | 0.12272 | 0.17142 | 0.23525 | 0.31031 | 0.40041 | 0.52896 | 0.67792 | 0.88443 | 1.1104 | 1.3877 | 1.6762 | 1.9857 | 2.3019 | 2.6216 | 2.9261 | 3.2488 | 3.5806 | 3.9077 | 4.2396 | 4.5481 | 4.8636 | 5.1719 | 5.4705 | 5.7652 | 6.0651 | 6.3177 | 6.5761 |  | 0.010853 | 0.077939 | 0.11191 | 0.16063 | 0.22205 | 0.32358 | 0.47181 | 0.65771 | 0.87017 | 1.1096 | 1.3925 | 1.6904 | 2.0261 | 2.3587 | 2.7194 | 3.0782 | 3.4424 | 3.8033 | 4.1582 | 4.4964 | 4.8171 | 5.1055 | 5.3714 | 5.6231 | 5.8306 | 6.0375 | 6.2351 | 6.4297 | 6.6274 | 6.8405 | 7.0033 | 7.1932
Blackpool |  | 0.0059213 | 0.011322 | 0.018717 | 0.029541 | 0.044981 | 0.066959 | 0.093528 | 0.12836 | 0.16931 | 0.21847 | 0.2932 | 0.38533 | 0.51106 | 0.65038 | 0.81987 | 0.99844 | 1.1913 | 1.39 | 1.5932 | 1.79 | 2.0007 | 2.2234 | 2.4534 | 2.696 | 2.9325 | 3.178 | 3.4199 | 3.6638 | 3.9119 | 4.1668 | 4.4021 | 4.6435 |  | 0.0059213 | 0.0035727 | 0.0058753 | 0.00912 | 0.013586 | 0.020045 | 0.028552 | 0.040262 | 0.05417 | 0.069737 | 0.089466 | 0.10933 | 0.13517 | 0.15946 | 0.18848 | 0.21629 | 0.24496 | 0.27309 | 0.30086 | 0.32634 | 0.35441 | 0.38402 | 0.41356 | 0.44439 | 0.4692 | 0.49835 | 0.5281 | 0.55589 | 0.58347 | 0.61429 | 0.63083 | 0.65492 |  | 0.0059213 | 0.011322 | 0.018717 | 0.029442 | 0.044358 | 0.064841 | 0.088177 | 0.11641 | 0.14625 | 0.17813 | 0.22588 | 0.28338 | 0.35964 | 0.43946 | 0.53519 | 0.63493 | 0.74306 | 0.85485 | 0.97116 | 1.0871 | 1.2158 | 1.3591 | 1.5169 | 1.6921 | 1.8668 | 2.0558 | 2.2466 | 2.4446 | 2.6517 | 2.8703 | 3.0738 | 3.2913 |  | 0.0059213 | 0.011322 | 0.018717 | 0.029541 | 0.044981 | 0.066959 | 0.093528 | 0.12836 | 0.16931 | 0.21847 | 0.2932 | 0.38533 | 0.51106 | 0.65038 | 0.81987 | 0.99844 | 1.1913 | 1.39 | 1.5932 | 1.79 | 2.0007 | 2.2234 | 2.4534 | 2.696 | 2.9325 | 3.178 | 3.4199 | 3.6638 | 3.9119 | 4.1668 | 4.4021 | 4.6435 |  | 0.0059213 | 0.042524 | 0.06106 | 0.10272 | 0.16355 | 0.29167 | 0.50382 | 0.77335 | 1.0927 | 1.4597 | 1.8803 | 2.33 | 2.8007 | 3.2709 | 3.7571 | 4.2424 | 4.7277 | 5.2041 | 5.6683 | 6.1081 | 6.4923 | 6.7987 | 7.057 | 7.2751 | 7.4383 | 7.5757 | 7.6908 | 7.8096 | 7.9338 | 8.0695 | 8.1827 | 8.3144
Bloom St |  | 0.0041051 | 0.0078494 | 0.012976 | 0.02048 | 0.031184 | 0.046421 | 0.064841 | 0.088986 | 0.11738 | 0.15146 | 0.20244 | 0.26434 | 0.34914 | 0.44282 | 0.55703 | 0.67701 | 0.8064 | 0.93942 | 1.0751 | 1.2061 | 1.3459 | 1.4929 | 1.6432 | 1.8006 | 1.9526 | 2.11 | 2.2649 | 2.42 | 2.577 | 2.738 | 2.8845 | 3.0347 |  | 0.0041051 | 0.0024769 | 0.0040733 | 0.0063227 | 0.0094189 | 0.013897 | 0.019794 | 0.027913 | 0.037555 | 0.048347 | 0.062025 | 0.075794 | 0.093712 | 0.11055 | 0.13067 | 0.14995 | 0.16983 | 0.18933 | 0.20858 | 0.22624 | 0.24571 | 0.26623 | 0.28671 | 0.30809 | 0.32529 | 0.34549 | 0.36612 | 0.38539 | 0.40451 | 0.42587 | 0.43734 | 0.45404 |  | 0.0041051 | 0.0078494 | 0.012976 | 0.020411 | 0.030753 | 0.044953 | 0.061131 | 0.080707 | 0.10139 | 0.12349 | 0.15576 | 0.19366 | 0.24416 | 0.2966 | 0.35967 | 0.425 | 0.49562 | 0.56842 | 0.64387 | 0.71873 | 0.80178 | 0.89368 | 0.99397 | 1.1046 | 1.2138 | 1.332 | 1.4515 | 1.5748 | 1.7033 | 1.8392 | 1.9636 | 2.0972 |  | 0.0041051 | 0.0078494 | 0.012976 | 0.02048 | 0.031184 | 0.046421 | 0.064841 | 0.088986 | 0.11738 | 0.15146 | 0.20244 | 0.26434 | 0.34914 | 0.44282 | 0.55703 | 0.67701 | 0.8064 | 0.93942 | 1.0751 | 1.2061 | 1.3459 | 1.4929 | 1.6432 | 1.8006 | 1.9526 | 2.11 | 2.2649 | 2.42 | 2.577 | 2.738 | 2.8845 | 3.0347 |  | 0.0041051 | 0.029481 | 0.042332 | 0.068483 | 0.10571 | 0.18164 | 0.30557 | 0.46284 | 0.64854 | 0.86156 | 1.1068 | 1.3687 | 1.6455 | 1.9219 | 2.2096 | 2.497 | 2.7852 | 3.0688 | 3.3458 | 3.609 | 3.842 | 4.0318 | 4.1948 | 4.3357 | 4.4438 | 4.5384 | 4.6203 | 4.7037 | 4.7899 | 4.8833 | 4.96 | 5.0485
Bolton |  | 0.014611 | 0.027937 | 0.046184 | 0.072892 | 0.11099 | 0.16522 | 0.23078 | 0.31672 | 0.41777 | 0.53908 | 0.71473 | 0.92141 | 1.2068 | 1.5201 | 1.9036 | 2.304 | 2.7342 | 3.1747 | 3.6212 | 4.0485 | 4.5024 | 4.9727 | 5.4423 | 5.9242 | 6.3784 | 6.8451 | 7.3024 | 7.7507 | 8.1976 | 8.6537 | 9.0497 | 9.4553 |  | 0.014611 | 0.0088157 | 0.014497 | 0.022504 | 0.033523 | 0.049461 | 0.070452 | 0.099347 | 0.13366 | 0.17208 | 0.22076 | 0.26977 | 0.33354 | 0.39346 | 0.46508 | 0.53371 | 0.60444 | 0.67385 | 0.74238 | 0.80524 | 0.87452 | 0.94758 | 1.0205 | 1.0965 | 1.1578 | 1.2297 | 1.3031 | 1.3717 | 1.4397 | 1.5158 | 1.5566 | 1.616 |  | 0.014611 | 0.027937 | 0.046184 | 0.072648 | 0.10945 | 0.16 | 0.21758 | 0.28725 | 0.36088 | 0.43953 | 0.54861 | 0.66986 | 0.83316 | 0.99964 | 1.2012 | 1.4071 | 1.6281 | 1.8542 | 2.0863 | 2.314 | 2.5657 | 2.84 | 3.1314 | 3.4471 | 3.7487 | 4.076 | 4.4072 | 4.7424 | 5.0881 | 5.4546 | 5.7722 | 6.1186 |  | 0.014611 | 0.027937 | 0.046184 | 0.072892 | 0.11099 | 0.16522 | 0.23078 | 0.31672 | 0.41777 | 0.53908 | 0.71473 | 0.92141 | 1.2068 | 1.5201 | 1.9036 | 2.304 | 2.7342 | 3.1747 | 3.6212 | 4.0485 | 4.5024 | 4.9727 | 5.4423 | 5.9242 | 6.3784 | 6.8451 | 7.3024 | 7.7507 | 8.1976 | 8.6537 | 9.0497 | 9.4553 |  | 0.014611 | 0.10493 | 0.15067 | 0.22477 | 0.32287 | 0.50123 | 0.77623 | 1.123 | 1.5257 | 1.9833 | 2.5166 | 3.0817 | 3.6975 | 4.3095 | 4.9595 | 5.6066 | 6.259 | 6.9026 | 7.5327 | 8.1314 | 8.6796 | 9.1493 | 9.5683 | 9.9494 | 10.2536 | 10.5426 | 10.8094 | 11.0758 | 11.3487 | 11.6446 | 11.8759 | 12.1462
Burnley |  | 0.0070406 | 0.013462 | 0.022255 | 0.035125 | 0.053484 | 0.079617 | 0.11121 | 0.15262 | 0.20132 | 0.25977 | 0.34399 | 0.4426 | 0.57893 | 0.72842 | 0.91159 | 1.1026 | 1.3077 | 1.5176 | 1.7302 | 1.9333 | 2.1489 | 2.3717 | 2.5933 | 2.8198 | 3.0325 | 3.2506 | 3.4641 | 3.6726 | 3.8799 | 4.0912 | 4.2731 | 4.4592 |  | 0.0070406 | 0.0042481 | 0.006986 | 0.010844 | 0.016154 | 0.023834 | 0.033949 | 0.047873 | 0.06441 | 0.08292 | 0.10638 | 0.12999 | 0.16072 | 0.1896 | 0.22411 | 0.25718 | 0.29127 | 0.32471 | 0.35774 | 0.38803 | 0.42141 | 0.45662 | 0.49174 | 0.5284 | 0.5579 | 0.59255 | 0.62793 | 0.66097 | 0.69377 | 0.73041 | 0.75008 | 0.77872 |  | 0.0070406 | 0.013462 | 0.022255 | 0.035008 | 0.052744 | 0.077099 | 0.10485 | 0.13842 | 0.1739 | 0.2118 | 0.26394 | 0.32138 | 0.39888 | 0.47764 | 0.5731 | 0.67039 | 0.77471 | 0.8813 | 0.99055 | 1.0975 | 1.2156 | 1.344 | 1.4797 | 1.6262 | 1.7653 | 1.9162 | 2.069 | 2.223 | 2.3815 | 2.5497 | 2.6937 | 2.8513 |  | 0.0070406 | 0.013462 | 0.022255 | 0.035125 | 0.053484 | 0.079617 | 0.11121 | 0.15262 | 0.20132 | 0.25977 | 0.34399 | 0.4426 | 0.57893 | 0.72842 | 0.91159 | 1.1026 | 1.3077 | 1.5176 | 1.7302 | 1.9333 | 2.1489 | 2.3717 | 2.5933 | 2.8198 | 3.0325 | 3.2506 | 3.4641 | 3.6726 | 3.8799 | 4.0912 | 4.2731 | 4.4592 |  | 0.0070406 | 0.050563 | 0.072603 | 0.10693 | 0.15172 | 0.2309 | 0.35115 | 0.50258 | 0.67772 | 0.87633 | 1.1087 | 1.3546 | 1.625 | 1.8936 | 2.1806 | 2.4663 | 2.7549 | 3.0401 | 3.3198 | 3.5858 | 3.832 | 4.0461 | 4.2391 | 4.4169 | 4.5604 | 4.6989 | 4.8281 | 4.9565 | 5.0876 | 5.2293 | 5.3392 | 5.4675
Bury |  | 20.0082 | 20.0158 | 20.0261 | 20.0411 | 20.0626 | 20.0933 | 20.1303 | 20.1788 | 20.2358 | 20.3043 | 20.4034 | 20.5199 | 20.6809 | 20.8575 | 21.0738 | 21.2996 | 21.5422 | 21.7906 | 22.0423 | 22.2832 | 22.5391 | 22.8042 | 23.0688 | 23.3404 | 23.5962 | 23.8591 | 24.1167 | 24.3691 | 24.6208 | 24.8776 | 25.1005 | 25.3287 |  | 20.0082 | 20.005 | 20.0082 | 20.0127 | 20.0189 | 20.0279 | 20.0398 | 20.0561 | 20.0754 | 20.0971 | 20.1246 | 20.1523 | 20.1882 | 20.2221 | 20.2625 | 20.3012 | 20.3411 | 20.3803 | 20.419 | 20.4545 | 20.4936 | 20.5348 | 20.5759 | 20.6189 | 20.6534 | 20.694 | 20.7355 | 20.7742 | 20.8126 | 20.8555 | 20.8785 | 20.9121 |  | 20.0082 | 20.0158 | 20.0261 | 20.041 | 20.0618 | 20.0903 | 20.1228 | 20.1621 | 20.2037 | 20.2481 | 20.3096 | 20.3779 | 20.47 | 20.5638 | 20.6774 | 20.7934 | 20.9179 | 21.0453 | 21.1761 | 21.3043 | 21.4461 | 21.6005 | 21.7646 | 21.9423 | 22.112 | 22.2962 | 22.4827 | 22.6713 | 22.8658 | 23.0721 | 23.2507 | 23.4455 |  | 20.0082 | 20.0158 | 20.0261 | 20.0411 | 20.0626 | 20.0933 | 20.1303 | 20.1788 | 20.2358 | 20.3043 | 20.4034 | 20.5199 | 20.6809 | 20.8575 | 21.0738 | 21.2996 | 21.5422 | 21.7906 | 22.0423 | 22.2832 | 22.5391 | 22.8042 | 23.0688 | 23.3404 | 23.5962 | 23.8591 | 24.1167 | 24.3691 | 24.6208 | 24.8776 | 25.1005 | 25.3287 |  | 20.0082 | 20.0592 | 20.085 | 20.1267 | 20.1819 | 20.282 | 20.4362 | 20.6307 | 20.8565 | 21.113 | 21.4121 | 21.729 | 22.0746 | 22.418 | 22.7829 | 23.1462 | 23.5126 | 23.8741 | 24.2281 | 24.5645 | 24.8728 | 25.1373 | 25.3733 | 25.5883 | 25.7601 | 25.9235 | 26.0744 | 26.2251 | 26.3794 | 26.5465 | 26.6772 | 26.8298
Buxton |  | 0.002689 | 0.0051417 | 0.0085 | 0.013415 | 0.020427 | 0.030408 | 0.042474 | 0.05829 | 0.076889 | 0.099214 | 0.13156 | 0.16963 | 0.2222 | 0.27991 | 0.35057 | 0.42433 | 0.5036 | 0.58476 | 0.66705 | 0.74581 | 0.82949 | 0.91622 | 1.0029 | 1.0918 | 1.1757 | 1.2619 | 1.3464 | 1.4293 | 1.5119 | 1.5963 | 1.6696 | 1.7448 |  | 0.002689 | 0.0016225 | 0.0026682 | 0.0041417 | 0.0061698 | 0.009103 | 0.012966 | 0.018284 | 0.0246 | 0.03167 | 0.040629 | 0.049649 | 0.061386 | 0.072414 | 0.085595 | 0.098226 | 0.11124 | 0.12402 | 0.13663 | 0.1482 | 0.16095 | 0.1744 | 0.18781 | 0.20181 | 0.21308 | 0.22632 | 0.23982 | 0.25245 | 0.26497 | 0.27897 | 0.28648 | 0.29742 |  | 0.002689 | 0.0051417 | 0.0085 | 0.01337 | 0.020144 | 0.029446 | 0.040044 | 0.052867 | 0.066418 | 0.080894 | 0.10098 | 0.12334 | 0.15344 | 0.18413 | 0.22129 | 0.25925 | 0.30002 | 0.34174 | 0.38457 | 0.42659 | 0.47306 | 0.52371 | 0.57756 | 0.63591 | 0.69171 | 0.75226 | 0.81355 | 0.87559 | 0.93961 | 1.0075 | 1.0664 | 1.1307 |  | 0.002689 | 0.0051417 | 0.0085 | 0.013415 | 0.020427 | 0.030408 | 0.042474 | 0.05829 | 0.076889 | 0.099214 | 0.13156 | 0.16963 | 0.2222 | 0.27991 | 0.35057 | 0.42433 | 0.5036 | 0.58476 | 0.66705 | 0.74581 | 0.82949 | 0.91622 | 1.0029 | 1.0918 | 1.1757 | 1.2619 | 1.3464 | 1.4293 | 1.5119 | 1.5963 | 1.6696 | 1.7448 |  | 0.002689 | 0.019312 | 0.027729 | 0.041419 | 0.059571 | 0.092648 | 0.14372 | 0.20816 | 0.28306 | 0.36823 | 0.46751 | 0.57283 | 0.68758 | 0.80173 | 0.92298 | 1.0438 | 1.1657 | 1.286 | 1.4039 | 1.5161 | 1.619 | 1.7072 | 1.786 | 1.8578 | 1.9152 | 1.9697 | 2.0199 | 2.07 | 2.1212 | 2.1765 | 2.2198 | 2.2703
Carlisle |  | 0.020552 | 0.039297 | 0.064963 | 0.10253 | 0.15612 | 0.2324 | 0.32462 | 0.44549 | 0.58764 | 0.75826 | 1.0032 | 1.2889 | 1.6843 | 2.1175 | 2.6485 | 3.2019 | 3.7959 | 4.4034 | 5.0181 | 5.6049 | 6.2273 | 6.8695 | 7.5059 | 8.1549 | 8.7617 | 9.3836 | 9.992 | 10.5842 | 11.1715 | 11.7697 | 12.2806 | 12.8033 |  | 0.020552 | 0.0124 | 0.020392 | 0.031654 | 0.047154 | 0.069571 | 0.099097 | 0.13974 | 0.18801 | 0.24204 | 0.31052 | 0.37945 | 0.46915 | 0.55344 | 0.65418 | 0.75071 | 0.85021 | 0.94784 | 1.0442 | 1.1327 | 1.2301 | 1.3329 | 1.4354 | 1.5424 | 1.6285 | 1.7297 | 1.8329 | 1.9294 | 2.0251 | 2.1321 | 2.1895 | 2.2731 |  | 0.020552 | 0.039297 | 0.064963 | 0.10219 | 0.15396 | 0.22505 | 0.30604 | 0.40405 | 0.50761 | 0.61825 | 0.76954 | 0.93505 | 1.1587 | 1.3854 | 1.6605 | 1.9403 | 2.24 | 2.546 | 2.8592 | 3.1652 | 3.5032 | 3.8697 | 4.2555 | 4.6706 | 5.0628 | 5.4886 | 5.9196 | 6.3527 | 6.7976 | 7.2699 | 7.6704 | 8.11 |  | 0.020552 | 0.039297 | 0.064963 | 0.10253 | 0.15612 | 0.2324 | 0.32462 | 0.44549 | 0.58764 | 0.75826 | 1.0032 | 1.2889 | 1.6843 | 2.1175 | 2.6485 | 3.2019 | 3.7959 | 4.4034 | 5.0181 | 5.6049 | 6.2273 | 6.8695 | 7.5059 | 8.1549 | 8.7617 | 9.3836 | 9.992 | 10.5842 | 11.1715 | 11.7697 | 12.2806 | 12.8033 |  | 0.020552 | 0.14759 | 0.21193 | 0.30916 | 0.43449 | 0.65106 | 0.97571 | 1.3839 | 1.8542 | 2.3863 | 3.0107 | 3.6702 | 4.4011 | 5.1263 | 5.9048 | 6.6792 | 7.4628 | 8.2375 | 8.9976 | 9.7208 | 10.3952 | 10.9879 | 11.5262 | 12.0266 | 12.4334 | 12.8305 | 13.2045 | 13.5751 | 13.953 | 14.3615 | 14.6764 | 15.0444
Carlisle North |  | 0.00087661 | 0.0016762 | 0.0027709 | 0.0043733 | 0.0066591 | 0.0099128 | 0.013846 | 0.019002 | 0.025065 | 0.032343 | 0.043136 | 0.056137 | 0.073982 | 0.093663 | 0.11768 | 0.14287 | 0.17001 | 0.19788 | 0.22626 | 0.25359 | 0.28274 | 0.31328 | 0.34437 | 0.37676 | 0.40789 | 0.44008 | 0.47174 | 0.50329 | 0.53514 | 0.56777 | 0.59717 | 0.62732 |  | 0.00087661 | 0.00052891 | 0.0008698 | 0.0013502 | 0.0020113 | 0.0029675 | 0.0042269 | 0.0059605 | 0.0080194 | 0.010324 | 0.013245 | 0.016185 | 0.020011 | 0.023606 | 0.027903 | 0.032021 | 0.036265 | 0.040429 | 0.04454 | 0.048312 | 0.052468 | 0.056852 | 0.061224 | 0.065789 | 0.069462 | 0.073777 | 0.078181 | 0.082296 | 0.086379 | 0.090941 | 0.09339 | 0.096956 |  | 0.00087661 | 0.0016762 | 0.0027709 | 0.0043587 | 0.0065669 | 0.0095993 | 0.013054 | 0.017234 | 0.021652 | 0.026371 | 0.033169 | 0.041044 | 0.051565 | 0.062439 | 0.075538 | 0.089059 | 0.10365 | 0.11866 | 0.13418 | 0.14953 | 0.16655 | 0.18533 | 0.20572 | 0.22814 | 0.25012 | 0.27394 | 0.29804 | 0.3228 | 0.34857 | 0.37584 | 0.40053 | 0.42713 |  | 0.00087661 | 0.0016762 | 0.0027709 | 0.0043733 | 0.0066591 | 0.0099128 | 0.013846 | 0.019002 | 0.025065 | 0.032343 | 0.043136 | 0.056137 | 0.073982 | 0.093663 | 0.11768 | 0.14287 | 0.17001 | 0.19788 | 0.22626 | 0.25359 | 0.28274 | 0.31328 | 0.34437 | 0.37676 | 0.40789 | 0.44008 | 0.47174 | 0.50329 | 0.53514 | 0.56777 | 0.59717 | 0.62732 |  | 0.00087661 | 0.0062954 | 0.0090395 | 0.01432 | 0.021716 | 0.036556 | 0.060569 | 0.090991 | 0.12679 | 0.16775 | 0.21496 | 0.26529 | 0.31867 | 0.37188 | 0.42739 | 0.48274 | 0.53823 | 0.59279 | 0.64603 | 0.69654 | 0.74135 | 0.77798 | 0.80951 | 0.83693 | 0.85797 | 0.87665 | 0.89302 | 0.90968 | 0.92696 | 0.9458 | 0.96107 | 0.97889
Carrington BSP |  | 0.0028728 | 0.0054931 | 0.0090808 | 0.014332 | 0.021823 | 0.032486 | 0.045377 | 0.062274 | 0.082143 | 0.10599 | 0.14028 | 0.18031 | 0.23569 | 0.29639 | 0.37079 | 0.44832 | 0.53157 | 0.61671 | 0.70289 | 0.78518 | 0.87249 | 0.96265 | 1.0521 | 1.1435 | 1.2291 | 1.3168 | 1.4027 | 1.4864 | 1.5695 | 1.6543 | 1.7268 | 1.8011 |  | 0.0028728 | 0.0017333 | 0.0028505 | 0.0044247 | 0.0065914 | 0.009725 | 0.013852 | 0.019534 | 0.026281 | 0.033834 | 0.043406 | 0.053042 | 0.065581 | 0.077363 | 0.091445 | 0.10494 | 0.11885 | 0.13249 | 0.14597 | 0.15833 | 0.17195 | 0.18631 | 0.20064 | 0.2156 | 0.22764 | 0.24178 | 0.25621 | 0.2697 | 0.28308 | 0.29803 | 0.30606 | 0.31774 |  | 0.0028728 | 0.0054931 | 0.0090808 | 0.014284 | 0.021521 | 0.031459 | 0.04278 | 0.05648 | 0.070957 | 0.086422 | 0.10761 | 0.13084 | 0.16222 | 0.19406 | 0.23267 | 0.27197 | 0.31408 | 0.35708 | 0.4011 | 0.44414 | 0.4917 | 0.54332 | 0.59777 | 0.65645 | 0.71201 | 0.77235 | 0.83344 | 0.89492 | 0.95814 | 1.0252 | 1.0824 | 1.1451 |  | 0.0028728 | 0.0054931 | 0.0090808 | 0.014332 | 0.021823 | 0.032486 | 0.045377 | 0.062274 | 0.082143 | 0.10599 | 0.14028 | 0.18031 | 0.23569 | 0.29639 | 0.37079 | 0.44832 | 0.53157 | 0.61671 | 0.70289 | 0.78518 | 0.87249 | 0.96265 | 1.0521 | 1.1435 | 1.2291 | 1.3168 | 1.4027 | 1.4864 | 1.5695 | 1.6543 | 1.7268 | 1.8011 |  | 0.0028728 | 0.020631 | 0.029624 | 0.04335 | 0.061112 | 0.09219 | 0.13909 | 0.19808 | 0.26613 | 0.34317 | 0.43344 | 0.52883 | 0.63415 | 0.73866 | 0.85059 | 0.96191 | 1.0744 | 1.1856 | 1.2946 | 1.3983 | 1.4946 | 1.5787 | 1.6547 | 1.7251 | 1.7821 | 1.8375 | 1.8894 | 1.941 | 1.9937 | 2.0508 | 2.0949 | 2.1465
Castleton |  | 0.0092225 | 0.017634 | 0.029152 | 18.046 | 18.0701 | 18.1043 | 18.1457 | 18.1999 | 18.2637 | 18.3403 | 18.4497 | 18.5767 | 18.7526 | 18.9452 | 19.1815 | 19.4275 | 19.6914 | 19.9611 | 20.2337 | 20.4936 | 20.7691 | 21.0526 | 21.3325 | 21.617 | 21.8819 | 22.1529 | 22.4179 | 22.6749 | 22.9289 | 23.1874 | 23.4061 | 23.6298 |  | 0.0092225 | 0.0055645 | 0.0091509 | 0.014205 | 0.02116 | 0.03122 | 0.044469 | 0.062708 | 0.08437 | 0.10862 | 0.13934 | 0.17028 | 0.21053 | 0.24835 | 0.29356 | 0.33688 | 0.38153 | 0.42534 | 0.46859 | 0.50827 | 0.552 | 0.59811 | 0.64412 | 0.69214 | 0.73079 | 0.77618 | 0.82251 | 0.8658 | 0.90876 | 0.95675 | 0.98252 | 1.02 |  | 0.0092225 | 0.017634 | 0.029152 | 18.0459 | 18.0691 | 18.101 | 18.1373 | 18.1813 | 18.2278 | 18.2774 | 18.3448 | 18.4179 | 18.5168 | 18.6168 | 18.7381 | 18.8613 | 18.9932 | 19.1276 | 19.2649 | 19.3988 | 19.5466 | 19.7065 | 19.8739 | 20.0535 | 20.222 | 20.405 | 20.5904 | 20.776 | 20.9661 | 21.1682 | 21.3373 | 21.5237 |  | 0.0092225 | 0.017634 | 0.029152 | 18.046 | 18.0701 | 18.1043 | 18.1457 | 18.1999 | 18.2637 | 18.3403 | 18.4497 | 18.5767 | 18.7526 | 18.9452 | 19.1815 | 19.4275 | 19.6914 | 19.9611 | 20.2337 | 20.4936 | 20.7691 | 21.0526 | 21.3325 | 21.617 | 21.8819 | 22.1529 | 22.4179 | 22.6749 | 22.9289 | 23.1874 | 23.4061 | 23.6298 |  | 0.0092225 | 0.066232 | 0.095101 | 0.13705 | 0.19026 | 0.27947 | 0.41082 | 0.57566 | 0.76447 | 0.97743 | 1.2285 | 1.4931 | 1.7897 | 2.0836 | 2.4013 | 2.7171 | 3.0374 | 3.3545 | 3.666 | 3.9627 | 4.2424 | 4.492 | 4.721 | 4.9367 | 5.1136 | 5.2891 | 5.456 | 5.6208 | 5.7884 | 5.9695 | 6.1081 | 6.2701
Chadderton |  | 0.015494 | 20.0296 | 20.049 | 20.0773 | 20.1177 | 20.1752 | 20.2447 | 20.3359 | 20.443 | 20.5717 | 20.7548 | 20.9666 | 21.2603 | 21.5815 | 21.9758 | 22.386 | 22.8258 | 23.275 | 23.7288 | 24.161 | 24.6186 | 25.0888 | 25.5513 | 26.02 | 26.4546 | 26.8988 | 27.3326 | 27.7518 | 28.1651 | 28.5853 | 28.9375 | 29.2976 |  | 0.015494 | 20.0093 | 20.0154 | 20.0239 | 20.0355 | 20.0525 | 20.0747 | 20.1054 | 20.1417 | 20.1825 | 20.2341 | 20.2861 | 20.3537 | 20.4172 | 20.4932 | 20.566 | 20.641 | 20.7146 | 20.7873 | 20.8539 | 20.9274 | 21.0048 | 21.0821 | 21.1628 | 21.2277 | 21.304 | 21.3818 | 21.4546 | 21.5267 | 21.6074 | 21.6507 | 21.7137 |  | 0.015494 | 20.0296 | 20.049 | 20.077 | 20.1161 | 20.1697 | 20.2307 | 20.3046 | 20.3827 | 20.4661 | 20.5786 | 20.6998 | 20.864 | 21.0296 | 21.2309 | 21.4348 | 21.6528 | 21.8747 | 22.1012 | 22.3217 | 22.5649 | 22.8273 | 23.1008 | 23.3932 | 23.6659 | 23.9623 | 24.2624 | 24.5617 | 24.8676 | 25.1929 | 25.4619 | 25.7593 |  | 0.015494 | 20.0296 | 20.049 | 20.0773 | 20.1177 | 20.1752 | 20.2447 | 20.3359 | 20.443 | 20.5717 | 20.7548 | 20.9666 | 21.2603 | 21.5815 | 21.9758 | 22.386 | 22.8258 | 23.275 | 23.7288 | 24.161 | 24.6186 | 25.0888 | 25.5513 | 26.02 | 26.4546 | 26.8988 | 27.3326 | 27.7518 | 28.1651 | 28.5853 | 28.9375 | 29.2976 |  | 0.015494 | 0.11127 | 0.15977 | 0.22805 | 0.31343 | 0.45235 | 0.65311 | 0.9045 | 1.1908 | 1.5125 | 1.8937 | 2.2942 | 2.7481 | 3.1973 | 3.6863 | 4.1719 | 4.6653 | 5.1542 | 5.635 | 6.0928 | 6.5291 | 6.9239 | 7.2896 | 7.6377 | 7.9255 | 8.2146 | 8.4922 | 8.7656 | 9.0435 | 9.3435 | 9.5714 | 9.8383
Droylsden |  | 0.018501 | 0.035376 | 0.058482 | 0.092301 | 0.14054 | 0.20922 | 0.29223 | 0.40105 | 0.52901 | 0.68262 | 0.8997 | 1.1488 | 1.495 | 1.873 | 2.3375 | 2.8199 | 3.3368 | 3.8642 | 4.3961 | 4.9015 | 5.436 | 5.983 | 6.5172 | 7.0552 | 7.5502 | 8.0547 | 8.5467 | 9.0187 | 9.4813 | 9.9507 | 10.3368 | 10.7313 |  | 0.018501 | 0.011163 | 0.018358 | 0.028496 | 0.04245 | 0.062631 | 0.089211 | 0.1258 | 0.16926 | 0.2179 | 0.27954 | 0.3416 | 0.42235 | 0.49823 | 0.58892 | 0.67582 | 0.76539 | 0.85328 | 0.94005 | 1.0197 | 1.1074 | 1.1999 | 1.2922 | 1.3885 | 1.466 | 1.5571 | 1.6501 | 1.7369 | 1.8231 | 1.9194 | 1.971 | 2.0463 |  | 0.018501 | 0.035376 | 0.058482 | 0.091992 | 0.1386 | 0.2026 | 0.27551 | 0.36374 | 0.45697 | 0.55657 | 0.68934 | 0.83025 | 1.0218 | 1.214 | 1.448 | 1.6842 | 1.9361 | 2.1921 | 2.4526 | 2.7052 | 2.9837 | 3.2824 | 3.5911 | 3.9186 | 4.2202 | 4.5483 | 4.8807 | 5.2094 | 5.5438 | 5.8998 | 6.1866 | 6.5061 |  | 0.018501 | 0.035376 | 0.058482 | 0.092301 | 0.14054 | 0.20922 | 0.29223 | 0.40105 | 0.52901 | 0.68262 | 0.8997 | 1.1488 | 1.495 | 1.873 | 2.3375 | 2.8199 | 3.3368 | 3.8642 | 4.3961 | 4.9015 | 5.436 | 5.983 | 6.5172 | 7.0552 | 7.5502 | 8.0547 | 8.5467 | 9.0187 | 9.4813 | 9.9507 | 10.3368 | 10.7313 |  | 0.018501 | 0.13287 | 0.19078 | 0.26707 | 0.35954 | 0.49969 | 0.69281 | 0.9334 | 1.2032 | 1.5038 | 1.8651 | 2.2421 | 2.6832 | 3.1184 | 3.6013 | 4.0803 | 4.5699 | 5.0569 | 5.5376 | 5.9964 | 6.4463 | 6.8683 | 7.2682 | 7.6586 | 7.9879 | 8.3275 | 8.6593 | 8.9838 | 9.312 | 9.6653 | 9.9305 | 10.2407
Egremont |  | 10.0094 | 10.0179 | 10.0296 | 10.0468 | 10.0712 | 10.1061 | 10.1481 | 10.2033 | 10.2682 | 10.3461 | 10.4571 | 10.5858 | 10.7641 | 10.9593 | 11.1988 | 11.448 | 11.7153 | 11.9885 | 12.2645 | 12.5275 | 12.8062 | 13.0927 | 13.3749 | 13.6613 | 13.9273 | 14.1994 | 14.4652 | 14.7225 | 14.9764 | 15.2348 | 15.4523 | 15.6747 |  | 10.0094 | 10.0057 | 10.0093 | 10.0144 | 10.0215 | 10.0318 | 10.0452 | 10.0638 | 10.0858 | 10.1105 | 10.1417 | 10.1732 | 10.2141 | 10.2526 | 10.2986 | 10.3426 | 10.388 | 10.4326 | 10.4766 | 10.5169 | 10.5614 | 10.6083 | 10.6551 | 10.7039 | 10.7432 | 10.7894 | 10.8365 | 10.8805 | 10.9242 | 10.973 | 10.9992 | 11.0374 |  | 10.0094 | 10.0179 | 10.0296 | 10.0466 | 10.0703 | 10.1027 | 10.1397 | 10.1844 | 10.2317 | 10.2822 | 10.3505 | 10.4243 | 10.5243 | 10.6252 | 10.7479 | 10.8722 | 11.0053 | 11.1408 | 11.2792 | 11.4141 | 11.5629 | 11.7236 | 11.8915 | 12.0711 | 12.2392 | 12.4218 | 12.6067 | 12.7913 | 12.9803 | 13.1812 | 13.3483 | 13.5328 |  | 10.0094 | 10.0179 | 10.0296 | 10.0468 | 10.0712 | 10.1061 | 10.1481 | 10.2033 | 10.2682 | 10.3461 | 10.4571 | 10.5858 | 10.7641 | 10.9593 | 11.1988 | 11.448 | 11.7153 | 11.9885 | 12.2645 | 12.5275 | 12.8062 | 13.0927 | 13.3749 | 13.6613 | 13.9273 | 14.1994 | 14.4652 | 14.7225 | 14.9764 | 15.2348 | 15.4523 | 15.6747 |  | 10.0094 | 10.0674 | 10.0967 | 10.1387 | 10.1916 | 10.2786 | 10.4054 | 10.5644 | 10.7461 | 10.9508 | 11.193 | 11.4481 | 11.736 | 12.0214 | 12.3314 | 12.6398 | 12.9532 | 13.264 | 13.5699 | 13.8617 | 14.139 | 14.3892 | 14.6204 | 14.8396 | 15.021 | 15.2019 | 15.3748 | 15.5449 | 15.7175 | 15.9032 | 16.045 | 16.2102
Frederick Rd |  | 0.0090795 | 0.017361 | 0.0287 | 0.045297 | 0.068972 | 0.10267 | 0.14341 | 0.19681 | 0.25961 | 0.33499 | 0.44402 | 0.57217 | 0.74916 | 0.94341 | 1.1813 | 1.4295 | 1.6962 | 1.9693 | 2.246 | 2.5108 | 2.792 | 3.0832 | 3.3738 | 3.6718 | 3.9525 | 4.2409 | 4.5234 | 4.8002 | 5.0761 | 5.3576 | 5.6017 | 5.8517 |  | 0.0090795 | 0.0054782 | 0.009009 | 0.013984 | 0.020832 | 0.030736 | 0.04378 | 0.061736 | 0.083061 | 0.10693 | 0.13718 | 0.16764 | 0.20727 | 0.2445 | 0.28901 | 0.33166 | 0.37561 | 0.41874 | 0.46133 | 0.50039 | 0.54344 | 0.58884 | 0.63413 | 0.68141 | 0.71946 | 0.76415 | 0.80976 | 0.85238 | 0.89467 | 0.94192 | 0.96729 | 1.0042 |  | 0.0090795 | 0.017361 | 0.0287 | 0.045145 | 0.068017 | 0.099425 | 0.13521 | 0.1785 | 0.22426 | 0.27313 | 0.34079 | 0.41585 | 0.51698 | 0.62001 | 0.74477 | 0.87215 | 1.0089 | 1.1487 | 1.2922 | 1.4329 | 1.5885 | 1.7579 | 1.9378 | 2.1325 | 2.3184 | 2.5201 | 2.7243 | 2.9308 | 3.1438 | 3.3696 | 3.565 | 3.7783 |  | 0.0090795 | 0.017361 | 0.0287 | 0.045297 | 0.068972 | 0.10267 | 0.14341 | 0.19681 | 0.25961 | 0.33499 | 0.44402 | 0.57217 | 0.74916 | 0.94341 | 1.1813 | 1.4295 | 1.6962 | 1.9693 | 2.246 | 2.5108 | 2.792 | 3.0832 | 3.3738 | 3.6718 | 3.9525 | 4.2409 | 4.5234 | 4.8002 | 5.0761 | 5.3576 | 5.6017 | 5.8517 |  | 0.0090795 | 0.065205 | 0.093627 | 0.13927 | 0.19951 | 0.3085 | 0.4761 | 0.68746 | 0.93281 | 1.2116 | 1.537 | 1.8819 | 2.2586 | 2.6333 | 3.0318 | 3.4289 | 3.8296 | 4.2254 | 4.6134 | 4.9825 | 5.3217 | 5.6139 | 5.8754 | 6.1143 | 6.306 | 6.4887 | 6.6577 | 6.8259 | 6.9979 | 7.1837 | 7.329 | 7.4981
Golborne |  | 0.014185 | 0.027124 | 3.0448 | 3.0708 | 3.1078 | 3.1604 | 3.2241 | 3.3075 | 3.4056 | 3.5234 | 3.6909 | 3.8844 | 4.1529 | 4.4465 | 4.8069 | 5.1817 | 5.5836 | 5.994 | 6.4086 | 6.8033 | 7.2212 | 7.6504 | 8.0722 | 8.4994 | 8.8952 | 9.2996 | 9.6945 | 10.0759 | 10.4517 | 10.8337 | 11.1533 | 11.4801 |  | 0.014185 | 0.0085588 | 0.014075 | 0.021848 | 0.032547 | 0.04802 | 0.068399 | 0.096452 | 0.12977 | 0.16706 | 0.21433 | 0.26191 | 0.32382 | 0.382 | 0.45153 | 0.51816 | 0.58683 | 0.65422 | 0.72075 | 0.78178 | 0.84904 | 0.91997 | 0.99073 | 1.0646 | 1.124 | 1.1939 | 1.2651 | 1.3317 | 1.3978 | 1.4716 | 1.5112 | 1.5689 |  | 0.014185 | 0.027124 | 3.0448 | 3.0705 | 3.1063 | 3.1553 | 3.2112 | 3.2789 | 3.3504 | 3.4267 | 3.5296 | 3.6402 | 3.7901 | 3.9412 | 4.1249 | 4.3109 | 4.5097 | 4.712 | 4.9185 | 5.1193 | 5.341 | 5.5799 | 5.8287 | 6.0945 | 6.3421 | 6.6112 | 6.8837 | 7.1553 | 7.4328 | 7.7278 | 7.9712 | 8.2406 |  | 0.014185 | 0.027124 | 3.0448 | 3.0708 | 3.1078 | 3.1604 | 3.2241 | 3.3075 | 3.4056 | 3.5234 | 3.6909 | 3.8844 | 4.1529 | 4.4465 | 4.8069 | 5.1817 | 5.5836 | 5.994 | 6.4086 | 6.8033 | 7.2212 | 7.6504 | 8.0722 | 8.4994 | 8.8952 | 9.2996 | 9.6945 | 10.0759 | 10.4517 | 10.8337 | 11.1533 | 11.4801 |  | 0.014185 | 0.10187 | 0.14628 | 0.2083 | 0.28558 | 0.41043 | 0.59004 | 0.81488 | 1.0706 | 1.3578 | 1.6987 | 2.0567 | 2.4638 | 2.8667 | 3.3063 | 3.7429 | 4.1869 | 4.6273 | 5.0606 | 5.4736 | 5.8686 | 6.2275 | 6.5611 | 6.8795 | 7.1437 | 7.4099 | 7.6658 | 7.9176 | 8.1731 | 8.4487 | 8.6579 | 8.9026
Greenhill |  | 0.0086372 | 0.016515 | 6.0273 | 26.0431 | 26.0656 | 26.0977 | 26.1364 | 26.1872 | 26.247 | 26.3187 | 26.4228 | 26.5457 | 26.7153 | 26.9016 | 27.1295 | 27.3676 | 27.6235 | 27.8856 | 28.1515 | 28.4061 | 28.6767 | 28.9575 | 29.2386 | 29.5276 | 29.8008 | 30.0816 | 30.3569 | 30.6275 | 30.8976 | 31.1735 | 31.4143 | 31.6609 |  | 0.0086372 | 0.0052114 | 0.0085701 | 0.013303 | 0.019817 | 0.029239 | 0.041647 | 0.058728 | 0.079015 | 0.10172 | 0.1305 | 0.15947 | 0.19717 | 0.23259 | 0.27493 | 0.3155 | 0.35731 | 0.39835 | 0.43886 | 0.47602 | 0.51697 | 0.56016 | 0.60324 | 0.64822 | 0.68441 | 0.72692 | 0.77031 | 0.81086 | 0.85109 | 0.89604 | 0.92017 | 0.9553 |  | 0.0086372 | 0.016515 | 6.0273 | 26.0429 | 26.0647 | 26.0946 | 26.1286 | 26.1698 | 26.2133 | 26.2598 | 26.3246 | 26.397 | 26.4944 | 26.5939 | 26.7143 | 26.8374 | 26.9696 | 27.105 | 27.2441 | 27.3807 | 27.5318 | 27.6968 | 27.8725 | 28.0633 | 28.2462 | 28.4447 | 28.6455 | 28.8491 | 29.0594 | 29.2824 | 29.4768 | 29.6884 |  | 0.0086372 | 0.016515 | 6.0273 | 26.0431 | 26.0656 | 26.0977 | 26.1364 | 26.1872 | 26.247 | 26.3187 | 26.4228 | 26.5457 | 26.7153 | 26.9016 | 27.1295 | 27.3676 | 27.6235 | 27.8856 | 28.1515 | 28.4061 | 28.6767 | 28.9575 | 29.2386 | 29.5276 | 29.8008 | 30.0816 | 30.3569 | 30.6275 | 30.8976 | 31.1735 | 31.4143 | 31.6609 |  | 0.0086372 | 0.062028 | 0.089066 | 0.13387 | 0.19369 | 0.30407 | 0.47562 | 0.6921 | 0.94403 | 1.2306 | 1.564 | 1.9175 | 2.301 | 2.6823 | 3.086 | 3.4879 | 3.8927 | 4.2918 | 4.6823 | 5.0531 | 5.3909 | 5.6781 | 5.9327 | 6.1629 | 6.3455 | 6.5173 | 6.675 | 6.8328 | 6.9948 | 7.1706 | 7.3086 | 7.47
Hartshead-Heyrod |  | 0.02219 | 0.04243 | 0.070142 | 0.1107 | 0.16857 | 0.25093 | 0.3505 | 0.48101 | 0.63449 | 0.81872 | 1.0803 | 1.3819 | 1.8006 | 2.2583 | 2.8203 | 3.4045 | 4.0308 | 4.6703 | 5.316 | 5.9304 | 6.5807 | 7.2479 | 7.9025 | 8.5644 | 9.1765 | 9.8016 | 10.4118 | 11 | 11.5787 | 12.1667 | 12.6565 | 13.1571 |  | 0.02219 | 0.013389 | 0.022018 | 0.034177 | 0.050914 | 0.075118 | 0.107 | 0.15088 | 0.203 | 0.26134 | 0.33527 | 0.40971 | 0.50656 | 0.59756 | 0.70634 | 0.81057 | 0.91799 | 1.0234 | 1.1275 | 1.223 | 1.3282 | 1.4391 | 1.5498 | 1.6654 | 1.7583 | 1.8676 | 1.979 | 2.0832 | 2.1866 | 2.302 | 2.364 | 2.4543 |  | 0.02219 | 0.04243 | 0.070142 | 0.11033 | 0.16623 | 0.24299 | 0.33044 | 0.43626 | 0.54808 | 0.66754 | 0.82801 | 0.9999 | 1.2332 | 1.4679 | 1.7535 | 2.0423 | 2.3509 | 2.6649 | 2.9849 | 3.2961 | 3.6394 | 4.0089 | 4.3929 | 4.8023 | 5.1827 | 5.596 | 6.0148 | 6.4311 | 6.8561 | 7.3081 | 7.6787 | 8.0896 |  | 0.02219 | 0.04243 | 0.070142 | 0.1107 | 0.16857 | 0.25093 | 0.3505 | 0.48101 | 0.63449 | 0.81872 | 1.0803 | 1.3819 | 1.8006 | 2.2583 | 2.8203 | 3.4045 | 4.0308 | 4.6703 | 5.316 | 5.9304 | 6.5807 | 7.2479 | 7.9025 | 8.5644 | 9.1765 | 9.8016 | 10.4118 | 11 | 11.5787 | 12.1667 | 12.6565 | 13.1571 |  | 0.02219 | 0.15936 | 0.22882 | 0.32434 | 0.44253 | 0.63035 | 0.89772 | 1.232 | 1.611 | 2.0359 | 2.5416 | 3.0719 | 3.6791 | 4.2796 | 4.9372 | 5.5904 | 6.2554 | 6.9155 | 7.5654 | 8.1851 | 8.7814 | 9.3277 | 9.8379 | 10.3279 | 10.7362 | 11.15 | 11.5498 | 11.9423 | 12.3403 | 12.7694 | 13.0942 | 13.4739
Hazel Grove |  | 0.013336 | 0.025499 | 0.042154 | 0.066531 | 0.1013 | 0.1508 | 0.21064 | 0.28908 | 0.38131 | 0.49203 | 0.64924 | 0.83052 | 1.0822 | 1.3572 | 1.695 | 2.0461 | 2.4225 | 2.8069 | 3.1949 | 3.5642 | 3.9551 | 4.3561 | 4.7496 | 5.1474 | 5.5153 | 5.891 | 6.2578 | 6.6113 | 6.9591 | 7.3126 | 7.607 | 7.9079 |  | 0.013336 | 0.0080463 | 0.013232 | 0.02054 | 0.030598 | 0.045144 | 0.064303 | 0.090676 | 0.122 | 0.15706 | 0.20149 | 0.24622 | 0.30443 | 0.35912 | 0.42449 | 0.48713 | 0.55169 | 0.61504 | 0.67759 | 0.73497 | 0.7982 | 0.86488 | 0.9314 | 1.0008 | 1.0567 | 1.1224 | 1.1894 | 1.252 | 1.3141 | 1.3835 | 1.4207 | 1.475 |  | 0.013336 | 0.025499 | 0.042154 | 0.066308 | 0.099902 | 0.14603 | 0.19859 | 0.26218 | 0.32938 | 0.40118 | 0.49762 | 0.60092 | 0.74112 | 0.88222 | 1.0538 | 1.2274 | 1.4129 | 1.6016 | 1.794 | 1.9811 | 2.1874 | 2.4095 | 2.6404 | 2.8865 | 3.1151 | 3.3636 | 3.6153 | 3.8655 | 4.121 | 4.3927 | 4.6155 | 4.8625 |  | 0.013336 | 0.025499 | 0.042154 | 0.066531 | 0.1013 | 0.1508 | 0.21064 | 0.28908 | 0.38131 | 0.49203 | 0.64924 | 0.83052 | 1.0822 | 1.3572 | 1.695 | 2.0461 | 2.4225 | 2.8069 | 3.1949 | 3.5642 | 3.9551 | 4.3561 | 4.7496 | 5.1474 | 5.5153 | 5.891 | 6.2578 | 6.6113 | 6.9591 | 7.3126 | 7.607 | 7.9079 |  | 0.013336 | 0.095771 | 0.13752 | 0.19493 | 0.26598 | 0.37881 | 0.53937 | 0.74019 | 0.96785 | 1.2232 | 1.5272 | 1.8462 | 2.2115 | 2.573 | 2.969 | 3.3625 | 3.7633 | 4.1612 | 4.5532 | 4.9273 | 5.2875 | 5.6179 | 5.9266 | 6.2232 | 6.4706 | 6.7214 | 6.9635 | 7.2011 | 7.4418 | 7.701 | 7.8974 | 8.1266
Huncoat |  | 0.010439 | 0.019961 | 0.032998 | 0.052081 | 0.079302 | 0.11805 | 0.16489 | 0.22629 | 0.29849 | 0.38516 | 0.51052 | 0.65784 | 0.86133 | 1.0846 | 1.3581 | 1.6435 | 1.9501 | 2.2639 | 2.582 | 2.8863 | 3.2094 | 3.5442 | 3.8782 | 4.2207 | 4.5433 | 4.8748 | 5.1995 | 5.5176 | 5.8346 | 6.1581 | 6.4385 | 6.7257 |  | 0.010439 | 0.0062987 | 0.010358 | 0.016079 | 0.023952 | 0.035339 | 0.050337 | 0.070982 | 0.095501 | 0.12295 | 0.15773 | 0.19274 | 0.23831 | 0.28112 | 0.33229 | 0.38133 | 0.43187 | 0.48146 | 0.53042 | 0.57534 | 0.62483 | 0.67703 | 0.72911 | 0.78346 | 0.82721 | 0.87859 | 0.93104 | 0.98004 | 1.0287 | 1.083 | 1.1122 | 1.1546 |  | 0.010439 | 0.019961 | 0.032998 | 0.051906 | 0.078204 | 0.11432 | 0.15546 | 0.20524 | 0.25784 | 0.31404 | 0.39183 | 0.47811 | 0.59437 | 0.7128 | 0.85621 | 1.0026 | 1.1598 | 1.3205 | 1.4854 | 1.647 | 1.8257 | 2.0204 | 2.2271 | 2.4509 | 2.6644 | 2.8963 | 3.1309 | 3.3682 | 3.6129 | 3.8724 | 4.0968 | 4.3417 |  | 0.010439 | 0.019961 | 0.032998 | 0.052081 | 0.079302 | 0.11805 | 0.16489 | 0.22629 | 0.29849 | 0.38516 | 0.51052 | 0.65784 | 0.86133 | 1.0846 | 1.3581 | 1.6435 | 1.9501 | 2.2639 | 2.582 | 2.8863 | 3.2094 | 3.5442 | 3.8782 | 4.2207 | 4.5433 | 4.8748 | 5.1995 | 5.5176 | 5.8346 | 6.1581 | 6.4385 | 6.7257 |  | 0.010439 | 0.07497 | 0.10765 | 0.16011 | 0.22932 | 0.35476 | 0.54777 | 0.79105 | 1.0733 | 1.3938 | 1.7675 | 2.1633 | 2.5952 | 3.0242 | 3.4802 | 3.9339 | 4.3915 | 4.8428 | 5.2846 | 5.7044 | 6.0891 | 6.4192 | 6.7138 | 6.9824 | 7.1969 | 7.4012 | 7.5903 | 7.779 | 7.9725 | 8.1824 | 8.3461 | 8.5378
Hyde |  | 0.014273 | 0.027291 | 0.045116 | 0.071206 | 0.10842 | 0.1614 | 0.22544 | 0.30939 | 0.40811 | 0.52661 | 0.69486 | 0.88886 | 1.1582 | 1.4525 | 1.814 | 2.1897 | 2.5925 | 3.0038 | 3.4191 | 3.8142 | 4.2325 | 4.6616 | 5.0826 | 5.5083 | 5.902 | 6.304 | 6.6964 | 7.0747 | 7.4469 | 7.8251 | 8.1401 | 8.4621 |  | 0.014273 | 0.0086118 | 0.014162 | 0.021983 | 0.032748 | 0.048317 | 0.068822 | 0.097049 | 0.13057 | 0.1681 | 0.21565 | 0.26353 | 0.32582 | 0.38436 | 0.45432 | 0.52137 | 0.59046 | 0.65827 | 0.72521 | 0.78662 | 0.85429 | 0.92566 | 0.99686 | 1.0712 | 1.131 | 1.2012 | 1.2729 | 1.3399 | 1.4064 | 1.4807 | 1.5206 | 1.5786 |  | 0.014273 | 0.027291 | 0.045116 | 0.070968 | 0.10692 | 0.1563 | 0.21254 | 0.28061 | 0.35253 | 0.42937 | 0.53258 | 0.64313 | 0.79316 | 0.94414 | 1.1278 | 1.3135 | 1.512 | 1.7139 | 1.9197 | 2.1199 | 2.3406 | 2.5782 | 2.8252 | 3.0885 | 3.3331 | 3.5989 | 3.8682 | 4.136 | 4.4093 | 4.7 | 4.9383 | 5.2026 |  | 0.014273 | 0.027291 | 0.045116 | 0.071206 | 0.10842 | 0.1614 | 0.22544 | 0.30939 | 0.40811 | 0.52661 | 0.69486 | 0.88886 | 1.1582 | 1.4525 | 1.814 | 2.1897 | 2.5925 | 3.0038 | 3.4191 | 3.8142 | 4.2325 | 4.6616 | 5.0826 | 5.5083 | 5.902 | 6.304 | 6.6964 | 7.0747 | 7.4469 | 7.8251 | 8.1401 | 8.4621 |  | 0.014273 | 0.1025 | 0.14718 | 0.2086 | 0.28458 | 0.40534 | 0.57723 | 0.79217 | 1.0358 | 1.3089 | 1.634 | 1.975 | 2.3654 | 2.7514 | 3.1743 | 3.5943 | 4.0219 | 4.4463 | 4.8642 | 5.2627 | 5.6461 | 5.9975 | 6.3256 | 6.6408 | 6.9034 | 7.1696 | 7.4267 | 7.6792 | 7.9352 | 8.2112 | 8.4201 | 8.6643
Kendal (Parkside Rd) |  | 0.019088 | 0.036498 | 0.060335 | 0.095227 | 0.145 | 0.21585 | 0.30149 | 0.41376 | 0.54578 | 0.70425 | 0.9329 | 1.2009 | 1.5714 | 1.9777 | 2.4755 | 2.9947 | 3.5524 | 4.1231 | 4.7012 | 5.2539 | 5.8406 | 6.4473 | 7.0512 | 7.6691 | 8.2496 | 8.8453 | 9.4284 | 9.9984 | 10.5653 | 11.1433 | 11.6417 | 12.1518 |  | 0.019088 | 0.011517 | 0.01894 | 0.029399 | 0.043795 | 0.064616 | 0.092038 | 0.12979 | 0.17462 | 0.2248 | 0.2884 | 0.35242 | 0.43573 | 0.51402 | 0.60758 | 0.69724 | 0.78965 | 0.88032 | 0.96985 | 1.052 | 1.1425 | 1.2379 | 1.3331 | 1.4325 | 1.5125 | 1.6065 | 1.7024 | 1.792 | 1.8809 | 1.9802 | 2.0335 | 2.1112 |  | 0.019088 | 0.036498 | 0.060335 | 0.094908 | 0.14299 | 0.20902 | 0.28424 | 0.37527 | 0.47145 | 0.57421 | 0.71588 | 0.8723 | 1.0833 | 1.2978 | 1.5578 | 1.823 | 2.1074 | 2.398 | 2.6961 | 2.9879 | 3.3105 | 3.6612 | 4.0323 | 4.433 | 4.8141 | 5.2277 | 5.6462 | 6.0683 | 6.5029 | 6.964 | 7.3599 | 7.7927 |  | 0.019088 | 0.036498 | 0.060335 | 0.095227 | 0.145 | 0.21585 | 0.30149 | 0.41376 | 0.54578 | 0.70425 | 0.9329 | 1.2009 | 1.5714 | 1.9777 | 2.4755 | 2.9947 | 3.5524 | 4.1231 | 4.7012 | 5.2539 | 5.8406 | 6.4473 | 7.0512 | 7.6691 | 8.2496 | 8.8453 | 9.4284 | 9.9984 | 10.5653 | 11.1433 | 11.6417 | 12.1518 |  | 0.019088 | 0.13708 | 0.19683 | 0.2909 | 0.41411 | 0.63321 | 0.96709 | 1.3877 | 1.8746 | 2.427 | 3.0726 | 3.7558 | 4.5053 | 5.2499 | 6.0441 | 6.8345 | 7.6326 | 8.4208 | 9.193 | 9.9272 | 10.6047 | 11.1915 | 11.7188 | 12.2031 | 12.5926 | 12.9671 | 13.3157 | 13.6626 | 14.0172 | 14.4009 | 14.6991 | 15.0474
Lancaster |  | 0.014706 | 0.02812 | 0.046485 | 0.073367 | 0.11171 | 0.1663 | 0.23228 | 0.31878 | 0.42049 | 0.54259 | 0.71904 | 0.92624 | 1.2125 | 1.5266 | 1.9113 | 2.3126 | 2.7438 | 3.1852 | 3.6325 | 4.0602 | 4.5145 | 4.9847 | 5.4535 | 5.934 | 6.386 | 6.8503 | 7.305 | 7.7501 | 8.1934 | 8.6457 | 9.0371 | 9.4378 |  | 0.014706 | 0.0088731 | 0.014592 | 0.02265 | 0.033742 | 0.049783 | 0.070911 | 0.099994 | 0.13454 | 0.1732 | 0.2222 | 0.27152 | 0.33571 | 0.39602 | 0.46811 | 0.53719 | 0.60838 | 0.67824 | 0.74722 | 0.81049 | 0.88022 | 0.95375 | 1.0271 | 1.1037 | 1.1653 | 1.2377 | 1.3116 | 1.3806 | 1.4491 | 1.5256 | 1.5667 | 1.6265 |  | 0.014706 | 0.02812 | 0.046485 | 0.073122 | 0.11017 | 0.16104 | 0.21899 | 0.28912 | 0.36323 | 0.4424 | 0.55184 | 0.67304 | 0.83642 | 1.0028 | 1.2042 | 1.4099 | 1.6305 | 1.8561 | 2.0876 | 2.3144 | 2.5652 | 2.8382 | 3.1276 | 3.4407 | 3.7392 | 4.0631 | 4.391 | 4.7222 | 5.0636 | 5.4258 | 5.7382 | 6.0794 |  | 0.014706 | 0.02812 | 0.046485 | 0.073367 | 0.11171 | 0.1663 | 0.23228 | 0.31878 | 0.42049 | 0.54259 | 0.71904 | 0.92624 | 1.2125 | 1.5266 | 1.9113 | 2.3126 | 2.7438 | 3.1852 | 3.6325 | 4.0602 | 4.5145 | 4.9847 | 5.4535 | 5.934 | 6.386 | 6.8503 | 7.305 | 7.7501 | 8.1934 | 8.6457 | 9.0371 | 9.4378 |  | 0.014706 | 0.10561 | 0.15165 | 0.22508 | 0.32175 | 0.49569 | 0.76238 | 1.0985 | 1.4884 | 1.9311 | 2.4478 | 2.9951 | 3.5938 | 4.1887 | 4.822 | 5.4526 | 6.089 | 6.7174 | 7.333 | 7.9185 | 8.4569 | 8.9211 | 9.3369 | 9.7173 | 10.0225 | 10.3141 | 10.5845 | 10.8539 | 11.1293 | 11.4274 | 11.6598 | 11.9311
Leyland |  | 0.01488 | 0.028451 | 0.047033 | 0.074232 | 0.11303 | 5.2263 | 5.293 | 5.3805 | 5.4835 | 5.607 | 5.7826 | 5.9854 | 6.2668 | 6.5744 | 6.9521 | 7.3449 | 7.7659 | 8.196 | 8.6303 | 9.0437 | 9.4814 | 9.9308 | 10.3722 | 10.8191 | 11.2329 | 11.6556 | 12.0684 | 12.4669 | 12.8593 | 13.2581 | 13.5914 | 13.9321 |  | 0.01488 | 0.0089777 | 0.014764 | 0.022918 | 0.03414 | 5.1084 | 5.1297 | 5.1592 | 5.1941 | 5.2332 | 5.2828 | 5.3327 | 5.3977 | 5.4587 | 5.5316 | 5.6015 | 5.6736 | 5.7442 | 5.814 | 5.878 | 5.9486 | 6.023 | 6.0972 | 6.1747 | 6.2371 | 6.3103 | 6.385 | 6.4549 | 6.5242 | 6.6016 | 6.6432 | 6.7037 |  | 0.01488 | 0.028451 | 0.047033 | 0.073984 | 0.11147 | 5.2209 | 5.2796 | 5.3505 | 5.4255 | 5.5056 | 5.6134 | 5.7292 | 5.8862 | 6.0444 | 6.2367 | 6.4314 | 6.6395 | 6.8512 | 7.0672 | 7.2773 | 7.5091 | 7.7589 | 8.0189 | 8.2964 | 8.5548 | 8.8356 | 9.12 | 9.4032 | 9.6926 | 10.0002 | 10.2536 | 10.5341 |  | 0.01488 | 0.028451 | 0.047033 | 0.074232 | 0.11303 | 5.2263 | 5.293 | 5.3805 | 5.4835 | 5.607 | 5.7826 | 5.9854 | 6.2668 | 6.5744 | 6.9521 | 7.3449 | 7.7659 | 8.196 | 8.6303 | 9.0437 | 9.4814 | 9.9308 | 10.3722 | 10.8191 | 11.2329 | 11.6556 | 12.0684 | 12.4669 | 12.8593 | 13.2581 | 13.5914 | 13.9321 |  | 0.01488 | 0.10686 | 0.15344 | 0.2182 | 0.29873 | 5.4862 | 5.6719 | 5.9044 | 6.1685 | 6.465 | 6.8172 | 7.187 | 7.6084 | 8.0253 | 8.4807 | 8.9331 | 9.3933 | 9.8498 | 10.2992 | 10.7276 | 11.1381 | 11.5121 | 11.8601 | 12.193 | 12.4695 | 12.7486 | 13.0173 | 13.2814 | 13.5493 | 13.8382 | 14.0574 | 14.3136
Longsight |  | 0.008404 | 0.016069 | 0.026565 | 0.041927 | 0.063841 | 0.095034 | 0.13274 | 0.18217 | 0.2403 | 0.31007 | 0.40944 | 0.52439 | 0.6838 | 0.85819 | 1.0722 | 1.2949 | 1.5336 | 1.7775 | 2.0239 | 2.2586 | 2.5072 | 2.7625 | 3.0137 | 3.2683 | 3.5044 | 3.7457 | 3.9813 | 4.2091 | 4.4336 | 4.6619 | 4.8533 | 5.049 |  | 0.008404 | 0.0050707 | 0.0083388 | 0.012944 | 0.019282 | 0.028449 | 0.040523 | 0.057143 | 0.076883 | 0.098977 | 0.12698 | 0.15517 | 0.19185 | 0.22631 | 0.26751 | 0.30698 | 0.34767 | 0.38759 | 0.42701 | 0.46317 | 0.50302 | 0.54504 | 0.58696 | 0.63072 | 0.66594 | 0.7073 | 0.74952 | 0.78897 | 0.82812 | 0.87185 | 0.89533 | 0.92952 |  | 0.008404 | 0.016069 | 0.026565 | 0.041787 | 0.062957 | 0.092029 | 0.12515 | 0.16522 | 0.20757 | 0.25282 | 0.31389 | 0.37969 | 0.46889 | 0.55884 | 0.66817 | 0.77894 | 0.89737 | 1.018 | 1.1411 | 1.261 | 1.3932 | 1.5358 | 1.6846 | 1.8435 | 1.9918 | 2.1529 | 2.3161 | 2.4787 | 2.645 | 2.8218 | 2.9681 | 3.1298 |  | 0.008404 | 0.016069 | 0.026565 | 0.041927 | 0.063841 | 0.095034 | 0.13274 | 0.18217 | 0.2403 | 0.31007 | 0.40944 | 0.52439 | 0.6838 | 0.85819 | 1.0722 | 1.2949 | 1.5336 | 1.7775 | 2.0239 | 2.2586 | 2.5072 | 2.7625 | 3.0137 | 3.2683 | 3.5044 | 3.7457 | 3.9813 | 4.2091 | 4.4336 | 4.6619 | 4.8533 | 5.049 |  | 0.008404 | 0.060354 | 0.086662 | 0.12382 | 0.17035 | 0.24598 | 0.35527 | 0.4922 | 0.64823 | 0.82375 | 1.0318 | 1.2505 | 1.4985 | 1.744 | 2.0114 | 2.2773 | 2.5475 | 2.8155 | 3.0792 | 3.3305 | 3.5704 | 3.7877 | 3.9892 | 4.1811 | 4.34 | 4.4994 | 4.6524 | 4.8028 | 4.9555 | 5.1199 | 5.2451 | 5.3911
Lower Darwen |  | 0.018286 | 0.034964 | 0.0578 | 0.091225 | 0.13891 | 0.20677 | 0.28882 | 0.39637 | 0.52284 | 0.67465 | 0.8896 | 1.1367 | 1.48 | 1.855 | 2.3157 | 2.7943 | 3.3072 | 3.8307 | 4.3589 | 4.8611 | 5.3924 | 5.9366 | 6.4691 | 7.0062 | 7.5014 | 8.0065 | 8.4993 | 8.9729 | 9.4378 | 9.9098 | 10.3001 | 10.6989 |  | 0.018286 | 0.011033 | 0.018144 | 0.028164 | 0.041955 | 0.0619 | 0.08817 | 0.12433 | 0.16728 | 0.21535 | 0.27628 | 0.33761 | 0.41742 | 0.49242 | 0.58205 | 0.66794 | 0.75646 | 0.84332 | 0.92909 | 1.0078 | 1.0945 | 1.1859 | 1.2771 | 1.3723 | 1.4489 | 1.5389 | 1.6308 | 1.7166 | 1.8018 | 1.897 | 1.9481 | 2.0224 |  | 0.018286 | 0.034964 | 0.0578 | 0.090919 | 0.13698 | 0.20024 | 0.2723 | 0.35949 | 0.45164 | 0.55008 | 0.6817 | 0.8219 | 1.0124 | 1.2037 | 1.4366 | 1.6718 | 1.9229 | 2.1781 | 2.438 | 2.6904 | 2.9687 | 3.2676 | 3.5771 | 3.9061 | 4.2103 | 4.541 | 4.876 | 5.208 | 5.5462 | 5.9062 | 6.1982 | 6.523 |  | 0.018286 | 0.034964 | 0.0578 | 0.091225 | 0.13891 | 0.20677 | 0.28882 | 0.39637 | 0.52284 | 0.67465 | 0.8896 | 1.1367 | 1.48 | 1.855 | 2.3157 | 2.7943 | 3.3072 | 3.8307 | 4.3589 | 4.8611 | 5.3924 | 5.9366 | 6.4691 | 7.0062 | 7.5014 | 8.0065 | 8.4993 | 8.9729 | 9.4378 | 9.9098 | 10.3001 | 10.6989 |  | 0.018286 | 0.13132 | 0.18856 | 0.26526 | 0.35901 | 0.50388 | 0.70623 | 0.95874 | 1.2432 | 1.5611 | 1.9416 | 2.3396 | 2.801 | 3.2567 | 3.7596 | 4.2588 | 4.7683 | 5.2748 | 5.7741 | 6.2507 | 6.7145 | 7.1454 | 7.5514 | 7.9452 | 8.2758 | 8.6144 | 8.9436 | 9.2661 | 9.5924 | 9.9438 | 10.2085 | 10.5179
Lytham |  | 0.0071021 | 0.01358 | 0.02245 | 0.035432 | 0.053951 | 0.080312 | 0.11218 | 0.15395 | 0.20307 | 0.26204 | 0.34618 | 0.44372 | 0.57892 | 0.72688 | 0.90841 | 1.0973 | 1.3 | 1.5071 | 1.7164 | 1.9159 | 2.1272 | 2.3446 | 2.5589 | 2.7764 | 2.9786 | 3.1854 | 3.3876 | 3.5833 | 3.7766 | 3.9733 | 4.1392 | 4.3088 |  | 0.0071021 | 0.0042852 | 0.007047 | 0.010939 | 0.016295 | 0.024042 | 0.034246 | 0.048291 | 0.064972 | 0.083644 | 0.10731 | 0.13113 | 0.16213 | 0.19126 | 0.22607 | 0.25943 | 0.29381 | 0.32755 | 0.36086 | 0.39142 | 0.42509 | 0.4606 | 0.49603 | 0.53301 | 0.56277 | 0.59773 | 0.63341 | 0.66675 | 0.69983 | 0.73679 | 0.75663 | 0.78552 |  | 0.0071021 | 0.01358 | 0.02245 | 0.035313 | 0.053204 | 0.077772 | 0.10576 | 0.13963 | 0.17542 | 0.21365 | 0.26543 | 0.32144 | 0.3973 | 0.4739 | 0.56697 | 0.66135 | 0.76232 | 0.86521 | 0.97032 | 1.0727 | 1.1858 | 1.3079 | 1.4356 | 1.5723 | 1.7003 | 1.8394 | 1.9803 | 2.121 | 2.2651 | 2.4183 | 2.546 | 2.6868 |  | 0.0071021 | 0.01358 | 0.02245 | 0.035432 | 0.053951 | 0.080312 | 0.11218 | 0.15395 | 0.20307 | 0.26204 | 0.34618 | 0.44372 | 0.57892 | 0.72688 | 0.90841 | 1.0973 | 1.3 | 1.5071 | 1.7164 | 1.9159 | 2.1272 | 2.3446 | 2.5589 | 2.7764 | 2.9786 | 3.1854 | 3.3876 | 3.5833 | 3.7766 | 3.9733 | 4.1392 | 4.3088 |  | 0.0071021 | 0.051004 | 0.073237 | 0.10519 | 0.14552 | 0.21228 | 0.30985 | 0.43225 | 0.57222 | 0.72998 | 0.91644 | 1.1128 | 1.334 | 1.5533 | 1.791 | 2.0275 | 2.2677 | 2.5057 | 2.7399 | 2.9631 | 3.1748 | 3.365 | 3.5405 | 3.7066 | 3.8436 | 3.98 | 4.1102 | 4.2385 | 4.3687 | 4.509 | 4.6162 | 4.7413
Moss Nook |  | 0.011944 | 0.022839 | 2.0378 | 2.0596 | 2.0907 | 2.1351 | 2.1887 | 2.2589 | 2.3415 | 2.4407 | 2.5822 | 2.7463 | 2.9737 | 3.2226 | 3.528 | 3.8458 | 4.1868 | 4.5351 | 4.8872 | 5.2228 | 5.5784 | 5.9441 | 6.3046 | 6.6706 | 7.0108 | 7.3589 | 7.6989 | 8.0283 | 8.3535 | 8.6844 | 8.9635 | 9.2488 |  | 0.011944 | 0.0072069 | 2.0119 | 2.0184 | 2.0274 | 2.0404 | 2.0576 | 2.0812 | 2.1093 | 2.1407 | 2.1805 | 2.2205 | 2.2727 | 2.3217 | 2.3802 | 2.4363 | 2.4941 | 2.5509 | 2.6069 | 2.6583 | 2.7149 | 2.7747 | 2.8342 | 2.8964 | 2.9465 | 3.0053 | 3.0653 | 3.1213 | 3.177 | 3.2391 | 3.2725 | 3.3211 |  | 0.011944 | 0.022839 | 2.0378 | 2.0594 | 2.0895 | 2.1308 | 2.1779 | 2.2348 | 2.295 | 2.3593 | 2.4464 | 2.5407 | 2.6683 | 2.7972 | 2.9538 | 3.1126 | 3.2825 | 3.4556 | 3.6325 | 3.8049 | 3.9951 | 4.2006 | 4.4155 | 4.6456 | 4.861 | 5.0951 | 5.3321 | 5.569 | 5.8115 | 6.0692 | 6.284 | 6.5211 |  | 0.011944 | 0.022839 | 2.0378 | 2.0596 | 2.0907 | 2.1351 | 2.1887 | 2.2589 | 2.3415 | 2.4407 | 2.5822 | 2.7463 | 2.9737 | 3.2226 | 3.528 | 3.8458 | 4.1868 | 4.5351 | 4.8872 | 5.2228 | 5.5784 | 5.9441 | 6.3046 | 6.6706 | 7.0108 | 7.3589 | 7.6989 | 8.0283 | 8.3535 | 8.6844 | 8.9635 | 9.2488 |  | 0.011944 | 0.08578 | 2.1232 | 2.177 | 2.2449 | 2.3574 | 2.5218 | 2.728 | 2.9638 | 3.2297 | 3.5438 | 3.8746 | 4.2471 | 4.6163 | 5.0166 | 5.4147 | 5.8189 | 6.2195 | 6.6135 | 6.989 | 7.3449 | 7.6648 | 7.9596 | 8.2385 | 8.4686 | 8.6976 | 8.9162 | 9.1315 | 9.3502 | 9.5859 | 9.7661 | 9.9762
Moss Nook Primary |  | 0.0020336 | 0.0038885 | 0.0064282 | 0.010146 | 0.015448 | 0.022996 | 0.032121 | 0.044083 | 0.058148 | 0.075032 | 0.098982 | 0.12657 | 0.16488 | 0.20674 | 0.25816 | 0.31159 | 0.36887 | 0.42735 | 0.48639 | 0.54254 | 0.60198 | 0.66292 | 0.72267 | 0.78303 | 0.8388 | 0.89572 | 0.95129 | 1.0048 | 1.0574 | 1.1109 | 1.1553 | 1.2007 |  | 0.0020336 | 0.001227 | 0.0020178 | 0.0031322 | 0.004666 | 0.0068842 | 0.0098058 | 0.013828 | 0.018604 | 0.023951 | 0.030726 | 0.037548 | 0.046424 | 0.054764 | 0.064733 | 0.074285 | 0.08413 | 0.09379 | 0.10333 | 0.11208 | 0.12172 | 0.13189 | 0.14203 | 0.15262 | 0.16114 | 0.17115 | 0.18137 | 0.19092 | 0.20039 | 0.21097 | 0.21665 | 0.22493 |  | 0.0020336 | 0.0038885 | 0.0064282 | 0.010112 | 0.015234 | 0.022269 | 0.030284 | 0.039981 | 0.050229 | 0.061177 | 0.07586 | 0.091559 | 0.11287 | 0.13431 | 0.16039 | 0.18675 | 0.21492 | 0.24356 | 0.27276 | 0.30113 | 0.33242 | 0.36608 | 0.40103 | 0.43825 | 0.47278 | 0.51031 | 0.54833 | 0.58609 | 0.62462 | 0.66561 | 0.69911 | 0.73629 |  | 0.0020336 | 0.0038885 | 0.0064282 | 0.010146 | 0.015448 | 0.022996 | 0.032121 | 0.044083 | 0.058148 | 0.075032 | 0.098982 | 0.12657 | 0.16488 | 0.20674 | 0.25816 | 0.31159 | 0.36887 | 0.42735 | 0.48639 | 0.54254 | 0.60198 | 0.66292 | 0.72267 | 0.78303 | 0.8388 | 0.89572 | 0.95129 | 1.0048 | 1.0574 | 1.1109 | 1.1553 | 1.2007 |  | 0.0020336 | 0.014605 | 0.020971 | 0.029649 | 0.040345 | 0.057187 | 0.081018 | 0.1108 | 0.14451 | 0.18228 | 0.22734 | 0.27457 | 0.32888 | 0.38261 | 0.44161 | 0.50023 | 0.55999 | 0.61936 | 0.67789 | 0.73375 | 0.78775 | 0.8375 | 0.88414 | 0.92908 | 0.96669 | 1.0049 | 1.0419 | 1.0782 | 1.1149 | 1.1544 | 1.1843 | 1.2192
Nelson |  | 0.0088706 | 0.016962 | 0.02804 | 0.044255 | 0.067386 | 0.10031 | 0.14011 | 0.19229 | 0.25364 | 0.32729 | 0.43331 | 0.55732 | 0.72881 | 0.91683 | 1.1472 | 1.3874 | 1.6454 | 1.9092 | 2.1764 | 2.4317 | 2.7026 | 2.9825 | 3.2606 | 3.5448 | 3.8114 | 4.0848 | 4.3525 | 4.6137 | 4.8732 | 5.1378 | 5.3651 | 5.5978 |  | 0.0088706 | 0.0053522 | 0.0088018 | 0.013663 | 0.020353 | 0.030029 | 0.042773 | 0.060316 | 0.081151 | 0.10447 | 0.13403 | 0.16378 | 0.2025 | 0.23888 | 0.28236 | 0.32403 | 0.36697 | 0.40911 | 0.45072 | 0.48888 | 0.53094 | 0.5753 | 0.61955 | 0.66574 | 0.70291 | 0.74657 | 0.79114 | 0.83277 | 0.8741 | 0.92026 | 0.94504 | 0.98112 |  | 0.0088706 | 0.016962 | 0.02804 | 0.044107 | 0.066453 | 0.097138 | 0.1321 | 0.1744 | 0.2191 | 0.26685 | 0.33245 | 0.40459 | 0.50197 | 0.60087 | 0.72076 | 0.84288 | 0.97382 | 1.1076 | 1.2446 | 1.3786 | 1.5268 | 1.6876 | 1.8576 | 2.0409 | 2.2148 | 2.4036 | 2.5948 | 2.7873 | 2.9854 | 3.1956 | 3.3752 | 3.572 |  | 0.0088706 | 0.016962 | 0.02804 | 0.044255 | 0.067386 | 0.10031 | 0.14011 | 0.19229 | 0.25364 | 0.32729 | 0.43331 | 0.55732 | 0.72881 | 0.91683 | 1.1472 | 1.3874 | 1.6454 | 1.9092 | 2.1764 | 2.4317 | 2.7026 | 2.9825 | 3.2606 | 3.5448 | 3.8114 | 4.0848 | 4.3525 | 4.6137 | 4.8732 | 5.1378 | 5.3651 | 5.5978 |  | 0.0088706 | 0.063705 | 0.091473 | 0.13442 | 0.19027 | 0.28871 | 0.43791 | 0.6257 | 0.84267 | 1.0885 | 1.3763 | 1.6805 | 2.0156 | 2.3481 | 2.7037 | 3.0574 | 3.4148 | 3.7678 | 4.1139 | 4.4429 | 4.7476 | 5.0127 | 5.2518 | 5.4724 | 5.6504 | 5.8226 | 5.9837 | 6.1437 | 6.3072 | 6.4843 | 6.6214 | 6.7817
New Mills |  | 0.0034241 | 0.0065473 | 0.010823 | 30.0171 | 30.026 | 30.0387 | 30.0541 | 30.0742 | 30.0979 | 30.1263 | 30.1675 | 30.216 | 30.2828 | 30.3563 | 30.4462 | 30.54 | 30.6409 | 30.7441 | 30.8488 | 30.949 | 31.0554 | 31.1656 | 31.2758 | 31.3888 | 31.4954 | 31.605 | 31.7123 | 31.8176 | 31.9226 | 32.0297 | 32.1228 | 32.2181 |  | 0.0034241 | 0.002066 | 0.0033975 | 30.0053 | 30.0079 | 30.0116 | 30.0165 | 30.0233 | 30.0313 | 30.0403 | 30.0517 | 30.0632 | 30.0782 | 30.0922 | 30.109 | 30.1251 | 30.1417 | 30.1579 | 30.174 | 30.1887 | 30.2049 | 30.2221 | 30.2391 | 30.257 | 30.2713 | 30.2882 | 30.3054 | 30.3215 | 30.3374 | 30.3552 | 30.3648 | 30.3787 |  | 0.0034241 | 0.0065473 | 0.010823 | 30.017 | 30.0257 | 30.0375 | 30.051 | 30.0673 | 30.0846 | 30.103 | 30.1286 | 30.157 | 30.1953 | 30.2343 | 30.2816 | 30.3298 | 30.3816 | 30.4347 | 30.4891 | 30.5425 | 30.6015 | 30.6658 | 30.7342 | 30.8083 | 30.8792 | 30.956 | 31.0338 | 31.1126 | 31.1938 | 31.28 | 31.3547 | 31.4362 |  | 0.0034241 | 0.0065473 | 0.010823 | 30.0171 | 30.026 | 30.0387 | 30.0541 | 30.0742 | 30.0979 | 30.1263 | 30.1675 | 30.216 | 30.2828 | 30.3563 | 30.4462 | 30.54 | 30.6409 | 30.7441 | 30.8488 | 30.949 | 31.0554 | 31.1656 | 31.2758 | 31.3888 | 31.4954 | 31.605 | 31.7123 | 31.8176 | 31.9226 | 32.0297 | 32.1228 | 32.2181 |  | 0.0034241 | 0.024591 | 0.035309 | 30.0527 | 30.0757 | 30.1176 | 30.1824 | 30.264 | 30.3588 | 30.4666 | 30.5922 | 30.7253 | 30.8703 | 31.0144 | 31.1675 | 31.3199 | 31.4736 | 31.6253 | 31.7738 | 31.9149 | 32.0441 | 32.1548 | 32.2536 | 32.3434 | 32.4151 | 32.4832 | 32.5461 | 32.6088 | 32.673 | 32.7427 | 32.7971 | 32.8607
Orrell |  | 0.0077574 | 0.014833 | 0.024521 | 20.0387 | 20.0589 | 20.0877 | 20.1225 | 20.1682 | 20.2218 | 20.2862 | 20.3772 | 20.4815 | 20.6265 | 20.7848 | 20.9794 | 21.1814 | 21.3978 | 21.6186 | 21.8413 | 22.0529 | 22.2766 | 22.5054 | 22.7288 | 22.9537 | 23.1604 | 23.371 | 23.5764 | 23.7733 | 23.9662 | 24.1619 | 24.3226 | 24.4868 |  | 0.0077574 | 0.0046805 | 0.0076972 | 0.011948 | 0.017799 | 0.02626 | 0.037405 | 0.052747 | 0.070967 | 0.091362 | 0.11721 | 0.14323 | 0.17709 | 0.2089 | 0.24693 | 0.28336 | 0.32092 | 0.35777 | 0.39415 | 0.42753 | 0.46431 | 0.5031 | 0.5418 | 0.58219 | 0.6147 | 0.65288 | 0.69185 | 0.72826 | 0.7644 | 0.80477 | 0.82644 | 0.858 |  | 0.0077574 | 0.014833 | 0.024521 | 20.0386 | 20.0581 | 20.0849 | 20.1155 | 20.1525 | 20.1916 | 20.2334 | 20.289 | 20.3479 | 20.4281 | 20.5085 | 20.6064 | 20.7052 | 20.8105 | 20.9175 | 21.0264 | 21.132 | 21.2483 | 21.3731 | 21.5019 | 21.6385 | 21.7642 | 21.9008 | 22.0393 | 22.1761 | 22.3153 | 22.4634 | 22.5825 | 22.7152 |  | 0.0077574 | 0.014833 | 0.024521 | 20.0387 | 20.0589 | 20.0877 | 20.1225 | 20.1682 | 20.2218 | 20.2862 | 20.3772 | 20.4815 | 20.6265 | 20.7848 | 20.9794 | 21.1814 | 21.3978 | 21.6186 | 21.8413 | 22.0529 | 22.2766 | 22.5054 | 22.7288 | 22.9537 | 23.1604 | 23.371 | 23.5764 | 23.7733 | 23.9662 | 24.1619 | 24.3226 | 24.4868 |  | 0.0077574 | 0.05571 | 0.079994 | 0.1118 | 0.15025 | 0.20815 | 0.28755 | 0.38641 | 0.49708 | 0.6203 | 0.76855 | 0.92317 | 1.1046 | 1.2836 | 1.4825 | 1.6798 | 1.8815 | 2.0823 | 2.2804 | 2.4696 | 2.6556 | 2.8306 | 2.9967 | 3.1593 | 3.2966 | 3.4386 | 3.5775 | 3.7133 | 3.8506 | 3.9984 | 4.1093 | 4.2389
Padiham |  | 0.012633 | 0.024155 | 0.039931 | 0.063023 | 0.095964 | 0.14285 | 0.19954 | 0.27384 | 0.36121 | 0.46609 | 0.61631 | 0.79109 | 1.0331 | 1.2982 | 1.6233 | 1.9618 | 2.3251 | 2.6966 | 3.0722 | 3.4306 | 3.8106 | 4.2022 | 4.5894 | 4.9837 | 5.3515 | 5.7281 | 6.0964 | 6.4543 | 6.8085 | 7.1692 | 7.4758 | 7.7894 |  | 0.012633 | 0.0076221 | 0.012535 | 0.019457 | 0.028985 | 0.042764 | 0.060913 | 0.085896 | 0.11557 | 0.14878 | 0.19087 | 0.23324 | 0.28838 | 0.34019 | 0.40211 | 0.46145 | 0.52261 | 0.58262 | 0.64187 | 0.69622 | 0.75612 | 0.81928 | 0.8823 | 0.94808 | 1.001 | 1.0632 | 1.1267 | 1.186 | 1.2448 | 1.3105 | 1.3458 | 1.3972 |  | 0.012633 | 0.024155 | 0.039931 | 0.062812 | 0.094635 | 0.13833 | 0.18812 | 0.24836 | 0.31202 | 0.38003 | 0.47268 | 0.57359 | 0.71008 | 0.84825 | 1.0159 | 1.1863 | 1.3688 | 1.5549 | 1.7452 | 1.931 | 2.1361 | 2.3582 | 2.5914 | 2.8419 | 3.0778 | 3.3339 | 3.5933 | 3.8533 | 4.12 | 4.4033 | 4.642 | 4.9044 |  | 0.012633 | 0.024155 | 0.039931 | 0.063023 | 0.095964 | 0.14285 | 0.19954 | 0.27384 | 0.36121 | 0.46609 | 0.61631 | 0.79109 | 1.0331 | 1.2982 | 1.6233 | 1.9618 | 2.3251 | 2.6966 | 3.0722 | 3.4306 | 3.8106 | 4.2022 | 4.5894 | 4.9837 | 5.3515 | 5.7281 | 6.0964 | 6.4543 | 6.8085 | 7.1692 | 7.4758 | 7.7894 |  | 0.012633 | 0.090722 | 0.13027 | 0.1889 | 0.26388 | 0.39147 | 0.58103 | 0.81917 | 1.0927 | 1.4017 | 1.7652 | 2.1486 | 2.5758 | 2.9993 | 3.4556 | 3.9092 | 4.3687 | 4.8233 | 5.2694 | 5.694 | 6.0921 | 6.4445 | 6.7662 | 7.0671 | 7.3127 | 7.5544 | 7.7833 | 8.0096 | 8.2403 | 8.4895 | 8.6809 | 8.9047
Peel |  | 0.0039787 | 0.0076077 | 0.012576 | 0.019849 | 0.030224 | 0.044992 | 0.062844 | 0.086246 | 0.11376 | 0.1468 | 0.19448 | 0.2504 | 0.32768 | 0.41246 | 0.51631 | 0.62464 | 0.74099 | 0.86007 | 0.98071 | 1.096 | 1.2185 | 1.3452 | 1.4714 | 1.6006 | 1.722 | 1.8467 | 1.9688 | 2.0882 | 2.2071 | 2.3283 | 2.4329 | 2.54 |  | 0.0039787 | 0.0024006 | 0.0039478 | 0.006128 | 0.0091288 | 0.013469 | 0.019185 | 0.027053 | 0.036398 | 0.046858 | 0.060115 | 0.07346 | 0.090826 | 0.10714 | 0.12665 | 0.14533 | 0.1646 | 0.1835 | 0.20216 | 0.21928 | 0.23814 | 0.25803 | 0.27788 | 0.2986 | 0.31527 | 0.33485 | 0.35484 | 0.37352 | 0.39205 | 0.41276 | 0.42387 | 0.44006 |  | 0.0039787 | 0.0076077 | 0.012576 | 0.019783 | 0.029806 | 0.043569 | 0.059248 | 0.078221 | 0.098271 | 0.11969 | 0.14924 | 0.1819 | 0.22594 | 0.27074 | 0.32503 | 0.38039 | 0.43978 | 0.50049 | 0.56275 | 0.62372 | 0.69112 | 0.76444 | 0.8421 | 0.92604 | 1.0059 | 1.0927 | 1.1804 | 1.269 | 1.3603 | 1.4571 | 1.5404 | 1.6314 |  | 0.0039787 | 0.0076077 | 0.012576 | 0.019849 | 0.030224 | 0.044992 | 0.062844 | 0.086246 | 0.11376 | 0.1468 | 0.19448 | 0.2504 | 0.32768 | 0.41246 | 0.51631 | 0.62464 | 0.74099 | 0.86007 | 0.98071 | 1.096 | 1.2185 | 1.3452 | 1.4714 | 1.6006 | 1.722 | 1.8467 | 1.9688 | 2.0882 | 2.2071 | 2.3283 | 2.4329 | 2.54 |  | 0.0039787 | 0.028573 | 0.041028 | 0.060709 | 0.086523 | 0.13271 | 0.20331 | 0.29225 | 0.39525 | 0.51212 | 0.64858 | 0.79302 | 0.95124 | 1.1084 | 1.2758 | 1.4424 | 1.6105 | 1.7764 | 1.9389 | 2.0934 | 2.2356 | 2.3583 | 2.4684 | 2.5693 | 2.6503 | 2.7279 | 2.8001 | 2.8721 | 2.9457 | 3.0255 | 3.0876 | 3.1602
Penrith & Shap |  | 1.0186 | 1.0355 | 1.0587 | 1.0927 | 1.1411 | 1.2101 | 1.2934 | 1.4027 | 1.5312 | 1.6854 | 1.9056 | 2.161 | 2.5149 | 2.9022 | 3.3775 | 3.8721 | 4.4026 | 4.9448 | 5.4928 | 6.0151 | 6.5685 | 7.1378 | 7.6991 | 8.2691 | 8.7992 | 9.3413 | 9.8711 | 10.3843 | 10.8912 | 11.4069 | 11.8419 | 12.2867 |  | 1.0186 | 1.0112 | 1.0184 | 1.0286 | 1.0426 | 1.0629 | 1.0896 | 1.1263 | 1.17 | 1.2188 | 1.2807 | 1.343 | 1.4241 | 1.5003 | 1.5914 | 1.6786 | 1.7686 | 1.8568 | 1.944 | 2.0239 | 2.112 | 2.2049 | 2.2975 | 2.3943 | 2.4721 | 2.5636 | 2.6569 | 2.7441 | 2.8306 | 2.9273 | 2.9792 | 3.0548 |  | 1.0186 | 1.0355 | 1.0587 | 1.0924 | 1.1392 | 1.2034 | 1.2767 | 1.3652 | 1.4589 | 1.5589 | 1.6944 | 1.8411 | 2.0398 | 2.2405 | 2.4843 | 2.7316 | 2.9961 | 3.2657 | 3.5412 | 3.8096 | 4.106 | 4.426 | 4.7608 | 5.1194 | 5.4554 | 5.8203 | 6.1898 | 6.5592 | 6.9373 | 7.3392 | 7.6744 | 8.0441 |  | 1.0186 | 1.0355 | 1.0587 | 1.0927 | 1.1411 | 1.2101 | 1.2934 | 1.4027 | 1.5312 | 1.6854 | 1.9056 | 2.161 | 2.5149 | 2.9022 | 3.3775 | 3.8721 | 4.4026 | 4.9448 | 5.4928 | 6.0151 | 6.5685 | 7.1378 | 7.6991 | 8.2691 | 8.7992 | 9.3413 | 9.8711 | 10.3843 | 10.8912 | 11.4069 | 11.8419 | 12.2867 |  | 1.0186 | 1.1334 | 1.1916 | 1.2754 | 1.3815 | 1.5574 | 1.815 | 2.1381 | 2.5077 | 2.9241 | 3.4159 | 3.9337 | 4.5159 | 5.0927 | 5.7176 | 6.3388 | 6.9691 | 7.5934 | 8.2069 | 8.7911 | 9.344 | 9.8396 | 10.2957 | 10.7266 | 11.0811 | 11.4338 | 11.7704 | 12.1022 | 12.4397 | 12.8039 | 13.0822 | 13.4073
Preston East |  | 2.4098 | 2.4187 | 2.4309 | 2.4487 | 2.4741 | 2.5104 | 2.5542 | 2.6116 | 2.6791 | 2.7601 | 2.8776 | 3.0159 | 3.2069 | 3.4165 | 3.6732 | 3.9412 | 4.2291 | 4.524 | 4.823 | 5.1092 | 5.4133 | 5.7285 | 6.0435 | 6.367 | 6.6723 | 6.986 | 7.2934 | 7.5951 | 7.8961 | 8.2033 | 8.4706 | 8.7444 |  | 2.4098 | 2.4059 | 2.4097 | 2.415 | 2.4224 | 2.433 | 2.4471 | 2.4664 | 2.4893 | 2.515 | 2.5475 | 2.5802 | 2.6228 | 2.6629 | 2.7107 | 2.7566 | 2.8038 | 2.8502 | 2.896 | 2.938 | 2.9842 | 3.033 | 3.0817 | 3.1326 | 3.1735 | 3.2215 | 3.2705 | 3.3164 | 3.3618 | 3.4126 | 3.4399 | 3.4796 |  | 2.4098 | 2.4187 | 2.4309 | 2.4485 | 2.4731 | 2.5069 | 2.5454 | 2.5919 | 2.6411 | 2.6936 | 2.7666 | 2.8479 | 2.9573 | 3.0688 | 3.2039 | 3.3419 | 3.4902 | 3.6418 | 3.7976 | 3.9504 | 4.1194 | 4.3037 | 4.4997 | 4.7122 | 4.9154 | 5.136 | 5.3593 | 5.5853 | 5.8187 | 6.0661 | 6.281 | 6.5152 |  | 2.4098 | 2.4187 | 2.4309 | 2.4487 | 2.4741 | 2.5104 | 2.5542 | 2.6116 | 2.6791 | 2.7601 | 2.8776 | 3.0159 | 3.2069 | 3.4165 | 3.6732 | 3.9412 | 4.2291 | 4.524 | 4.823 | 5.1092 | 5.4133 | 5.7285 | 6.0435 | 6.367 | 6.6723 | 6.986 | 7.2934 | 7.5951 | 7.8961 | 8.2033 | 8.4706 | 8.7444 |  | 2.4098 | 2.4701 | 2.5007 | 2.5505 | 2.6167 | 2.7376 | 2.9245 | 3.1604 | 3.4345 | 3.7463 | 4.1095 | 4.4948 | 4.9142 | 5.3312 | 5.7739 | 6.2149 | 6.6596 | 7.0985 | 7.5283 | 7.9371 | 8.3112 | 8.6315 | 8.9171 | 9.1767 | 9.3839 | 9.5803 | 9.7611 | 9.9415 | 10.1263 | 10.3261 | 10.4827 | 10.6653
Radcliffe |  | 0.0037287 | 0.0071296 | 0.011786 | 0.018602 | 0.028325 | 0.042165 | 0.058895 | 0.080826 | 0.10662 | 0.13757 | 0.18197 | 0.23369 | 0.30529 | 0.38372 | 0.47989 | 0.58007 | 0.68759 | 0.79753 | 0.90876 | 1.0149 | 1.1274 | 1.2435 | 1.3585 | 1.4756 | 1.585 | 1.6971 | 1.8067 | 1.9134 | 2.0191 | 2.1267 | 2.2184 | 2.3122 |  | 0.0037287 | 0.0022498 | 0.0036998 | 0.005743 | 0.0085552 | 0.012622 | 0.017979 | 0.025353 | 0.034111 | 0.043914 | 0.056337 | 0.068844 | 0.085119 | 0.10041 | 0.11869 | 0.1362 | 0.15425 | 0.17197 | 0.18946 | 0.2055 | 0.22318 | 0.24182 | 0.26042 | 0.27984 | 0.29546 | 0.31381 | 0.33255 | 0.35005 | 0.36742 | 0.38682 | 0.39724 | 0.41241 |  | 0.0037287 | 0.0071296 | 0.011786 | 0.01854 | 0.027933 | 0.040831 | 0.055526 | 0.073306 | 0.092096 | 0.11217 | 0.13957 | 0.16949 | 0.20994 | 0.25091 | 0.30063 | 0.35117 | 0.40531 | 0.46054 | 0.51706 | 0.57225 | 0.63321 | 0.69926 | 0.76873 | 0.84343 | 0.9139 | 0.99043 | 1.0679 | 1.1457 | 1.2255 | 1.3103 | 1.382 | 1.4607 |  | 0.0037287 | 0.0071296 | 0.011786 | 0.018602 | 0.028325 | 0.042165 | 0.058895 | 0.080826 | 0.10662 | 0.13757 | 0.18197 | 0.23369 | 0.30529 | 0.38372 | 0.47989 | 0.58007 | 0.68759 | 0.79753 | 0.90876 | 1.0149 | 1.1274 | 1.2435 | 1.3585 | 1.4756 | 1.585 | 1.6971 | 1.8067 | 1.9134 | 2.0191 | 2.1267 | 2.2184 | 2.3122 |  | 0.0037287 | 0.026778 | 0.03845 | 0.055939 | 0.0784 | 0.11702 | 0.17473 | 0.24725 | 0.33065 | 0.42491 | 0.53556 | 0.65229 | 0.78185 | 0.91027 | 1.0483 | 1.1854 | 1.3241 | 1.4611 | 1.5955 | 1.7233 | 1.8425 | 1.9473 | 2.0425 | 2.1312 | 2.2032 | 2.2738 | 2.3404 | 2.4065 | 2.474 | 2.5471 | 2.6033 | 2.6691
Red Bank |  | 0.0095212 | 0.018206 | 0.030096 | 0.0475 | 0.072327 | 0.10767 | 0.15039 | 0.20639 | 0.27224 | 0.35129 | 0.46606 | 0.60145 | 0.78828 | 0.99348 | 1.2446 | 1.5069 | 1.7889 | 2.0777 | 2.3706 | 2.6511 | 2.9493 | 3.2586 | 3.5681 | 3.8862 | 4.1868 | 4.4959 | 4.7989 | 5.0965 | 5.3936 | 5.6971 | 5.9619 | 6.2331 |  | 0.0095212 | 0.0057447 | 0.0094473 | 0.014665 | 0.021846 | 0.032231 | 0.04591 | 0.064739 | 0.087103 | 0.11213 | 0.14386 | 0.17579 | 0.21735 | 0.2564 | 0.30307 | 0.34779 | 0.39389 | 0.43912 | 0.48377 | 0.52474 | 0.56988 | 0.61749 | 0.66499 | 0.71456 | 0.75446 | 0.80132 | 0.84916 | 0.89385 | 0.9382 | 0.98775 | 1.0143 | 1.0531 |  | 0.0095212 | 0.018206 | 0.030096 | 0.047341 | 0.071326 | 0.10426 | 0.14178 | 0.18719 | 0.23517 | 0.28642 | 0.3578 | 0.43752 | 0.5448 | 0.65434 | 0.78688 | 0.92244 | 1.0681 | 1.2172 | 1.3704 | 1.5208 | 1.6873 | 1.8688 | 2.0622 | 2.272 | 2.4732 | 2.6914 | 2.9122 | 3.1361 | 3.3673 | 3.6124 | 3.8261 | 4.0588 |  | 0.0095212 | 0.018206 | 0.030096 | 0.0475 | 0.072327 | 0.10767 | 0.15039 | 0.20639 | 0.27224 | 0.35129 | 0.46606 | 0.60145 | 0.78828 | 0.99348 | 1.2446 | 1.5069 | 1.7889 | 2.0777 | 2.3706 | 2.6511 | 2.9493 | 3.2586 | 3.5681 | 3.8862 | 4.1868 | 4.4959 | 4.7989 | 5.0965 | 5.3936 | 5.6971 | 5.9619 | 6.2331 |  | 0.0095212 | 0.068377 | 0.098182 | 0.14746 | 0.21319 | 0.33406 | 0.52162 | 0.7584 | 1.0341 | 1.3479 | 1.7133 | 2.1012 | 2.5227 | 2.9422 | 3.3869 | 3.8302 | 4.2773 | 4.7187 | 5.1511 | 5.5625 | 5.9386 | 6.26 | 6.5462 | 6.8056 | 7.0127 | 7.208 | 7.3872 | 7.566 | 7.7488 | 7.9463 | 8.1016 | 8.2821
Ribble |  | 0.019916 | 0.038082 | 0.062955 | 0.099361 | 0.15129 | 0.22522 | 0.31458 | 0.43173 | 0.56947 | 0.73483 | 0.97098 | 1.2449 | 1.6246 | 2.0402 | 2.55 | 3.0806 | 3.6498 | 4.2315 | 4.8196 | 5.3801 | 5.9741 | 6.5853 | 7.1884 | 7.801 | 8.371 | 8.9542 | 9.5243 | 10.0768 | 10.6228 | 11.1784 | 11.6478 | 12.1278 |  | 0.019916 | 0.012017 | 0.019762 | 0.030675 | 0.045697 | 0.067421 | 0.096034 | 0.13542 | 0.1822 | 0.23456 | 0.30092 | 0.36772 | 0.45465 | 0.53633 | 0.63396 | 0.72751 | 0.82393 | 0.91854 | 1.012 | 1.0976 | 1.1921 | 1.2917 | 1.391 | 1.4947 | 1.5782 | 1.6762 | 1.7763 | 1.8697 | 1.9625 | 2.0662 | 2.1218 | 2.2028 |  | 0.019916 | 0.038082 | 0.062955 | 0.099028 | 0.1492 | 0.21809 | 0.29658 | 0.39156 | 0.49192 | 0.59914 | 0.74453 | 0.90203 | 1.1153 | 1.3307 | 1.5924 | 1.8579 | 2.142 | 2.4316 | 2.7274 | 3.0158 | 3.3342 | 3.6782 | 4.0384 | 4.4244 | 4.7864 | 5.1796 | 5.5778 | 5.9761 | 6.3842 | 6.8177 | 7.1801 | 7.5795 |  | 0.019916 | 0.038082 | 0.062955 | 0.099361 | 0.15129 | 0.22522 | 0.31458 | 0.43173 | 0.56947 | 0.73483 | 0.97098 | 1.2449 | 1.6246 | 2.0402 | 2.55 | 3.0806 | 3.6498 | 4.2315 | 4.8196 | 5.3801 | 5.9741 | 6.5853 | 7.1884 | 7.801 | 8.371 | 8.9542 | 9.5243 | 10.0768 | 10.6228 | 11.1784 | 11.6478 | 12.1278 |  | 0.019916 | 0.14303 | 0.20538 | 0.29558 | 0.40977 | 0.60034 | 0.88016 | 1.2312 | 1.633 | 2.0861 | 2.6206 | 3.1837 | 3.8158 | 4.4422 | 5.12 | 5.7939 | 6.4774 | 7.1543 | 7.8194 | 8.4528 | 9.0511 | 9.5862 | 10.078 | 10.5417 | 10.9229 | 11.3014 | 11.662 | 12.0178 | 12.3798 | 12.7706 | 13.0693 | 13.4186
Risley |  | 0.002434 | 0.004654 | 0.0076937 | 0.012143 | 0.01849 | 0.027524 | 0.038445 | 0.052761 | 0.069595 | 0.089803 | 0.11864 | 0.15208 | 0.19842 | 0.24914 | 0.31137 | 0.37614 | 0.44561 | 0.5166 | 0.58836 | 0.65675 | 0.72921 | 0.80378 | 0.87731 | 0.952 | 1.0215 | 1.0926 | 1.162 | 1.2294 | 1.2959 | 1.3636 | 1.4208 | 1.4793 |  | 0.002434 | 0.0014686 | 0.0024151 | 0.0037488 | 0.0055846 | 0.0082395 | 0.011736 | 0.01655 | 0.022267 | 0.028666 | 0.036775 | 0.04494 | 0.055563 | 0.065545 | 0.077476 | 0.088909 | 0.10069 | 0.11225 | 0.12367 | 0.13414 | 0.14568 | 0.15785 | 0.17 | 0.18267 | 0.19287 | 0.20485 | 0.21708 | 0.2285 | 0.23984 | 0.25251 | 0.25931 | 0.26921 |  | 0.002434 | 0.004654 | 0.0076937 | 0.012102 | 0.018234 | 0.026653 | 0.036245 | 0.047852 | 0.060118 | 0.073221 | 0.09097 | 0.11017 | 0.13618 | 0.16245 | 0.19435 | 0.22672 | 0.26134 | 0.29663 | 0.33267 | 0.3678 | 0.40659 | 0.4485 | 0.49236 | 0.53935 | 0.58339 | 0.63125 | 0.67975 | 0.72824 | 0.77792 | 0.83072 | 0.87483 | 0.92347 |  | 0.002434 | 0.004654 | 0.0076937 | 0.012143 | 0.01849 | 0.027524 | 0.038445 | 0.052761 | 0.069595 | 0.089803 | 0.11864 | 0.15208 | 0.19842 | 0.24914 | 0.31137 | 0.37614 | 0.44561 | 0.5166 | 0.58836 | 0.65675 | 0.72921 | 0.80378 | 0.87731 | 0.952 | 1.0215 | 1.0926 | 1.162 | 1.2294 | 1.2959 | 1.3636 | 1.4208 | 1.4793 |  | 0.002434 | 0.01748 | 0.025099 | 0.036061 | 0.049905 | 0.072946 | 0.10672 | 0.1491 | 0.1976 | 0.2523 | 0.31694 | 0.38508 | 0.46173 | 0.53776 | 0.62016 | 0.70216 | 0.78545 | 0.86803 | 0.94929 | 1.0268 | 1.1003 | 1.1662 | 1.2271 | 1.2846 | 1.332 | 1.3792 | 1.4242 | 1.4685 | 1.5134 | 1.5618 | 1.5988 | 1.6419
Rochdale Central |  | 0.0060622 | 0.011592 | 0.019162 | 0.030244 | 0.046051 | 0.068552 | 0.095754 | 0.13141 | 0.17334 | 0.22367 | 0.29608 | 0.38072 | 0.49779 | 0.62612 | 0.7834 | 0.94735 | 1.1234 | 1.3035 | 1.4858 | 1.6599 | 1.8447 | 2.0356 | 2.2251 | 2.4187 | 2.6001 | 2.7861 | 2.9682 | 3.1458 | 3.3221 | 3.5019 | 3.656 | 3.8139 |  | 0.0060622 | 0.0036577 | 0.0060152 | 0.0093371 | 0.013909 | 0.020522 | 0.029231 | 0.04122 | 0.055459 | 0.071397 | 0.091595 | 0.11193 | 0.13839 | 0.16325 | 0.19297 | 0.22144 | 0.25079 | 0.27959 | 0.30802 | 0.33411 | 0.36285 | 0.39316 | 0.4234 | 0.45497 | 0.48037 | 0.51021 | 0.54066 | 0.56912 | 0.59736 | 0.62891 | 0.64584 | 0.6705 |  | 0.0060622 | 0.011592 | 0.019162 | 0.030143 | 0.045414 | 0.066384 | 0.090275 | 0.11918 | 0.14973 | 0.18237 | 0.22715 | 0.27634 | 0.34276 | 0.41019 | 0.49195 | 0.5752 | 0.66445 | 0.75559 | 0.84896 | 0.94028 | 1.0412 | 1.1507 | 1.2663 | 1.3909 | 1.509 | 1.6372 | 1.767 | 1.8976 | 2.0319 | 2.1745 | 2.2962 | 2.4294 |  | 0.0060622 | 0.011592 | 0.019162 | 0.030244 | 0.046051 | 0.068552 | 0.095754 | 0.13141 | 0.17334 | 0.22367 | 0.29608 | 0.38072 | 0.49779 | 0.62612 | 0.7834 | 0.94735 | 1.1234 | 1.3035 | 1.4858 | 1.6599 | 1.8447 | 2.0356 | 2.2251 | 2.4187 | 2.6001 | 2.7861 | 2.9682 | 3.1458 | 3.3221 | 3.5019 | 3.656 | 3.8139 |  | 0.0060622 | 0.043536 | 0.062513 | 0.09171 | 0.12961 | 0.19603 | 0.2964 | 0.42273 | 0.5686 | 0.73388 | 0.92748 | 1.1322 | 1.358 | 1.5822 | 1.8222 | 2.061 | 2.3025 | 2.5411 | 2.7751 | 2.9978 | 3.2045 | 3.3849 | 3.5481 | 3.699 | 3.8211 | 3.9395 | 4.0504 | 4.1605 | 4.2728 | 4.3942 | 4.4882 | 4.598
Rossendale |  | 0.01084 | 0.020727 | 0.034264 | 0.054078 | 0.082343 | 0.12258 | 0.17121 | 0.23497 | 0.30994 | 0.39994 | 0.52881 | 0.67872 | 0.88634 | 1.1137 | 1.3925 | 1.6829 | 1.9945 | 2.3131 | 2.6353 | 2.9426 | 3.2684 | 3.6042 | 3.9364 | 4.2745 | 4.59 | 4.9131 | 5.2291 | 5.5361 | 5.8401 | 6.1496 | 6.4127 | 6.6818 |  | 0.01084 | 0.0065403 | 0.010756 | 0.016695 | 0.024871 | 0.036694 | 0.052267 | 0.073704 | 0.099164 | 0.12766 | 0.16378 | 0.20014 | 0.24745 | 0.2919 | 0.34504 | 0.39595 | 0.44843 | 0.49992 | 0.55077 | 0.5974 | 0.6488 | 0.703 | 0.75707 | 0.81351 | 0.85894 | 0.91229 | 0.96675 | 1.0176 | 1.0681 | 1.1245 | 1.1548 | 1.1989 |  | 0.01084 | 0.020727 | 0.034264 | 0.053897 | 0.081203 | 0.1187 | 0.16142 | 0.21311 | 0.26773 | 0.32609 | 0.40556 | 0.4921 | 0.60914 | 0.7276 | 0.87139 | 1.0175 | 1.1739 | 1.3334 | 1.4966 | 1.6558 | 1.8316 | 2.022 | 2.222 | 2.4368 | 2.639 | 2.8587 | 3.0812 | 3.3042 | 3.5331 | 3.7762 | 3.9811 | 4.2063 |  | 0.01084 | 0.020727 | 0.034264 | 0.054078 | 0.082343 | 0.12258 | 0.17121 | 0.23497 | 0.30994 | 0.39994 | 0.52881 | 0.67872 | 0.88634 | 1.1137 | 1.3925 | 1.6829 | 1.9945 | 2.3131 | 2.6353 | 2.9426 | 3.2684 | 3.6042 | 3.9364 | 4.2745 | 4.59 | 4.9131 | 5.2291 | 5.5361 | 5.8401 | 6.1496 | 6.4127 | 6.6818 |  | 0.01084 | 0.077846 | 0.11178 | 0.162 | 0.22619 | 0.33555 | 0.49811 | 0.7023 | 0.93682 | 1.2017 | 1.5133 | 1.8419 | 2.208 | 2.571 | 2.962 | 3.3507 | 3.7443 | 4.1337 | 4.5159 | 4.8796 | 5.2205 | 5.5221 | 5.7974 | 6.0548 | 6.265 | 6.4717 | 6.6675 | 6.8612 | 7.0586 | 7.2721 | 7.436 | 7.6277
Royton |  | 0.0052168 | 0.0099751 | 6.0165 | 6.026 | 6.0396 | 6.059 | 6.0824 | 6.1131 | 6.1492 | 6.1925 | 6.2544 | 6.3264 | 6.4262 | 6.5354 | 6.6693 | 6.8088 | 6.9585 | 7.1114 | 7.2661 | 7.4136 | 7.5699 | 7.731 | 7.8901 | 8.0519 | 8.2028 | 8.3573 | 8.5082 | 8.6548 | 8.7998 | 8.9474 | 9.0726 | 9.2006 |  | 0.0052168 | 0.0031476 | 0.0051763 | 0.008035 | 0.01197 | 0.01766 | 0.025155 | 0.035472 | 0.047725 | 0.06144 | 0.078822 | 0.09632 | 0.11909 | 0.14049 | 0.16606 | 0.19056 | 0.21582 | 0.2406 | 0.26507 | 0.28751 | 0.31225 | 0.33833 | 0.36436 | 0.39152 | 0.41338 | 0.43906 | 0.46527 | 0.48975 | 0.51405 | 0.5412 | 0.55578 | 0.577 |  | 0.0052168 | 0.0099751 | 6.0165 | 6.0259 | 6.0391 | 6.0571 | 6.0777 | 6.1026 | 6.1289 | 6.1569 | 6.1951 | 6.2366 | 6.2928 | 6.3496 | 6.4185 | 6.4886 | 6.5635 | 6.6399 | 6.7181 | 6.7943 | 6.8784 | 6.9695 | 7.065 | 7.1675 | 7.2639 | 7.3685 | 7.4745 | 7.5807 | 7.6896 | 7.8052 | 7.9023 | 8.0092 |  | 0.0052168 | 0.0099751 | 6.0165 | 6.026 | 6.0396 | 6.059 | 6.0824 | 6.1131 | 6.1492 | 6.1925 | 6.2544 | 6.3264 | 6.4262 | 6.5354 | 6.6693 | 6.8088 | 6.9585 | 7.1114 | 7.2661 | 7.4136 | 7.5699 | 7.731 | 7.8901 | 8.0519 | 8.2028 | 8.3573 | 8.5082 | 8.6548 | 8.7998 | 8.9474 | 9.0726 | 9.2006 |  | 0.0052168 | 0.037465 | 0.053795 | 0.077767 | 0.10829 | 0.15993 | 0.23634 | 0.33226 | 0.44227 | 0.5664 | 0.71251 | 0.86647 | 1.0384 | 1.2088 | 1.3925 | 1.5751 | 1.76 | 1.9429 | 2.1224 | 2.2931 | 2.4534 | 2.5956 | 2.7257 | 2.8476 | 2.9471 | 3.0455 | 3.1389 | 3.2312 | 3.3254 | 3.4273 | 3.5054 | 3.5968
Sale |  | 0.0062567 | 0.011963 | 0.019777 | 0.031214 | 0.047529 | 0.070752 | 0.098826 | 0.13563 | 0.1789 | 0.23084 | 0.30569 | 0.39331 | 0.51447 | 0.64732 | 0.81009 | 0.97984 | 1.1621 | 1.3486 | 1.5375 | 1.7181 | 1.9097 | 2.1077 | 2.3046 | 2.506 | 2.6949 | 2.8888 | 3.0786 | 3.264 | 3.4482 | 3.6361 | 3.7978 | 3.9632 |  | 0.0062567 | 0.0037751 | 0.0062081 | 0.0096366 | 0.014356 | 0.02118 | 0.030169 | 0.042542 | 0.057238 | 0.073687 | 0.094534 | 0.11552 | 0.14283 | 0.16849 | 0.19916 | 0.22855 | 0.25884 | 0.28856 | 0.3179 | 0.34482 | 0.37449 | 0.40577 | 0.43698 | 0.46956 | 0.49578 | 0.52658 | 0.55801 | 0.58738 | 0.61652 | 0.64908 | 0.66656 | 0.69201 |  | 0.0062567 | 0.011963 | 0.019777 | 0.03111 | 0.046871 | 0.068514 | 0.093171 | 0.12301 | 0.15454 | 0.18822 | 0.23456 | 0.28559 | 0.35447 | 0.42446 | 0.50929 | 0.59575 | 0.68846 | 0.78319 | 0.88028 | 0.97531 | 1.0803 | 1.1944 | 1.3151 | 1.4452 | 1.5688 | 1.703 | 1.8388 | 1.9757 | 2.1167 | 2.2662 | 2.3942 | 2.5344 |  | 0.0062567 | 0.011963 | 0.019777 | 0.031214 | 0.047529 | 0.070752 | 0.098826 | 0.13563 | 0.1789 | 0.23084 | 0.30569 | 0.39331 | 0.51447 | 0.64732 | 0.81009 | 0.97984 | 1.1621 | 1.3486 | 1.5375 | 1.7181 | 1.9097 | 2.1077 | 2.3046 | 2.506 | 2.6949 | 2.8888 | 3.0786 | 3.264 | 3.4482 | 3.6361 | 3.7978 | 3.9632 |  | 0.0062567 | 0.044933 | 0.064519 | 0.095028 | 0.13483 | 0.20519 | 0.31205 | 0.44665 | 0.60233 | 0.7789 | 0.98551 | 1.2042 | 1.4447 | 1.6838 | 1.9391 | 2.1934 | 2.4505 | 2.7045 | 2.9536 | 3.1907 | 3.4103 | 3.6013 | 3.7737 | 3.9325 | 4.0609 | 4.1848 | 4.3004 | 4.4153 | 4.5324 | 4.659 | 4.7573 | 4.8718
Skelmersdale |  | 0.015183 | 49.929 | 59.948 | 59.9757 | 60.0153 | 60.0717 | 60.1398 | 60.2291 | 60.3341 | 60.4602 | 60.6384 | 60.8428 | 61.127 | 61.4373 | 61.8187 | 62.2147 | 62.6389 | 63.0719 | 63.5086 | 63.9236 | 64.3624 | 64.8116 | 65.2503 | 65.6922 | 66.0988 | 66.5133 | 66.9176 | 67.3055 | 67.6857 | 68.0716 | 68.3891 | 68.7136 |  | 0.015183 | 49.9092 | 59.9151 | 59.9234 | 59.9348 | 59.9514 | 59.9732 | 60.0032 | 60.0389 | 60.0788 | 60.1294 | 60.1803 | 60.2466 | 60.3089 | 60.3833 | 60.4546 | 60.5281 | 60.6003 | 60.6715 | 60.7368 | 60.8088 | 60.8847 | 60.9604 | 61.0395 | 61.1031 | 61.1779 | 61.2541 | 61.3254 | 61.3961 | 61.4751 | 61.5176 | 61.5793 |  | 0.015183 | 49.929 | 59.948 | 59.9755 | 60.0137 | 60.0663 | 60.1261 | 60.1985 | 60.275 | 60.3568 | 60.4657 | 60.5814 | 60.7387 | 60.8965 | 61.0887 | 61.2826 | 61.4895 | 61.6997 | 61.9136 | 62.1211 | 62.3499 | 62.5953 | 62.8489 | 63.118 | 63.3661 | 63.6357 | 63.909 | 64.1793 | 64.4544 | 64.7472 | 64.9832 | 65.2462 |  | 0.015183 | 49.929 | 59.948 | 59.9757 | 60.0153 | 60.0717 | 60.1398 | 60.2291 | 60.3341 | 60.4602 | 60.6384 | 60.8428 | 61.127 | 61.4373 | 61.8187 | 62.2147 | 62.6389 | 63.0719 | 63.5086 | 63.9236 | 64.3624 | 64.8116 | 65.2503 | 65.6922 | 66.0988 | 66.5133 | 66.9176 | 67.3055 | 67.6857 | 68.0716 | 68.3891 | 68.7136 |  | 0.015183 | 0.10904 | 0.15657 | 0.21925 | 0.29529 | 0.41071 | 0.56994 | 0.76837 | 0.99099 | 1.2392 | 1.5374 | 1.8488 | 2.2128 | 2.5721 | 2.9706 | 3.3661 | 3.7704 | 4.1726 | 4.5697 | 4.9488 | 5.3205 | 5.669 | 5.9992 | 6.3214 | 6.5933 | 6.8734 | 7.1469 | 7.4143 | 7.6847 | 7.9757 | 8.1943 | 8.4496
Spadeadam 11/33kV |  | 0.00041442 | 0.00079242 | 0.00131 | 0.0020675 | 0.0031481 | 0.0046863 | 0.0065459 | 0.0089834 | 0.01185 | 0.01529 | 0.020451 | 0.026733 | 0.035334 | 0.04484 | 0.056423 | 0.068597 | 0.081728 | 0.09523 | 0.10901 | 0.12231 | 0.13652 | 0.15146 | 0.16678 | 0.18284 | 0.19838 | 0.21447 | 0.2303 | 0.24617 | 0.26225 | 0.27874 | 0.29377 | 0.30919 |  | 0.00041442 | 0.00025005 | 0.0004112 | 0.0006383 | 0.00095086 | 0.0014029 | 0.0019983 | 0.0028179 | 0.0037912 | 0.0048808 | 0.0062616 | 0.0076516 | 0.0094604 | 0.01116 | 0.013192 | 0.015138 | 0.017144 | 0.019113 | 0.021057 | 0.02284 | 0.024805 | 0.026877 | 0.028944 | 0.031102 | 0.032839 | 0.034879 | 0.036961 | 0.038906 | 0.040836 | 0.042993 | 0.044151 | 0.045837 |  | 0.00041442 | 0.00079242 | 0.00131 | 0.0020606 | 0.0031046 | 0.0045381 | 0.0061713 | 0.0081476 | 0.010236 | 0.012467 | 0.015739 | 0.019598 | 0.024736 | 0.030078 | 0.036499 | 0.043156 | 0.050354 | 0.057776 | 0.065471 | 0.07311 | 0.081584 | 0.090973 | 0.10124 | 0.11258 | 0.12379 | 0.13593 | 0.14819 | 0.16084 | 0.17405 | 0.188 | 0.20081 | 0.21455 |  | 0.00041442 | 0.00079242 | 0.00131 | 0.0020675 | 0.0031481 | 0.0046863 | 0.0065459 | 0.0089834 | 0.01185 | 0.01529 | 0.020451 | 0.026733 | 0.035334 | 0.04484 | 0.056423 | 0.068597 | 0.081728 | 0.09523 | 0.10901 | 0.12231 | 0.13652 | 0.15146 | 0.16678 | 0.18284 | 0.19838 | 0.21447 | 0.2303 | 0.24617 | 0.26225 | 0.27874 | 0.29377 | 0.30919 |  | 0.00041442 | 0.0029762 | 0.0042735 | 0.0069593 | 0.010799 | 0.018699 | 0.031637 | 0.048046 | 0.067413 | 0.089608 | 0.1151 | 0.14229 | 0.17091 | 0.19944 | 0.22905 | 0.25855 | 0.28807 | 0.31704 | 0.34525 | 0.37195 | 0.3954 | 0.41424 | 0.43024 | 0.4439 | 0.45418 | 0.46307 | 0.47067 | 0.4785 | 0.4867 | 0.49569 | 0.50306 | 0.51172
Spadeadam 132/11kV |  | 4.0414e-05 | 7.7275e-05 | 0.00012774 | 0.00020162 | 0.000307 | 0.000457 | 0.00063834 | 0.00087604 | 0.0011556 | 0.0014911 | 0.0020143 | 0.002674 | 0.0035694 | 0.0045659 | 0.0057746 | 0.0070535 | 0.0084384 | 0.0098686 | 0.011337 | 0.012768 | 0.014304 | 0.015942 | 0.01766 | 0.019492 | 0.021303 | 0.02319 | 0.025053 | 0.026951 | 0.028897 | 0.0309 | 0.032788 | 0.034726 |  | 4.0414e-05 | 2.4384e-05 | 4.01e-05 | 6.2245e-05 | 9.2725e-05 | 0.00013681 | 0.00019487 | 0.00027479 | 0.00036971 | 0.00047596 | 0.00061062 | 0.00074617 | 0.00092256 | 0.0010883 | 0.0012864 | 0.0014762 | 0.0016719 | 0.0018639 | 0.0020534 | 0.0022273 | 0.0024189 | 0.002621 | 0.0028226 | 0.003033 | 0.0032024 | 0.0034013 | 0.0036043 | 0.003794 | 0.0039823 | 0.0041926 | 0.0043055 | 0.0044699 |  | 4.0414e-05 | 7.7275e-05 | 0.00012774 | 0.00020094 | 0.00030275 | 0.00044255 | 0.00060182 | 0.00079453 | 0.00099819 | 0.0012157 | 0.0015548 | 0.0019782 | 0.0025359 | 0.0031264 | 0.0038316 | 0.0045726 | 0.0053789 | 0.0062162 | 0.0070917 | 0.00797 | 0.0089469 | 0.010043 | 0.011268 | 0.01264 | 0.014029 | 0.01553 | 0.017045 | 0.01863 | 0.020296 | 0.022052 | 0.023722 | 0.025497 |  | 4.0414e-05 | 7.7275e-05 | 0.00012774 | 0.00020162 | 0.000307 | 0.000457 | 0.00063834 | 0.00087604 | 0.0011556 | 0.0014911 | 0.0020143 | 0.002674 | 0.0035694 | 0.0045659 | 0.0057746 | 0.0070535 | 0.0084384 | 0.0098686 | 0.011337 | 0.012768 | 0.014304 | 0.015942 | 0.01766 | 0.019492 | 0.021303 | 0.02319 | 0.025053 | 0.026951 | 0.028897 | 0.0309 | 0.032788 | 0.034726 |  | 4.0414e-05 | 0.00029023 | 0.00041674 | 0.00074412 | 0.0012371 | 0.0023219 | 0.0041507 | 0.0064774 | 0.0092459 | 0.012433 | 0.016072 | 0.019968 | 0.024007 | 0.028044 | 0.032189 | 0.036328 | 0.040456 | 0.044502 | 0.048436 | 0.052159 | 0.055367 | 0.057868 | 0.059937 | 0.061639 | 0.062877 | 0.063869 | 0.064661 | 0.065496 | 0.066382 | 0.067357 | 0.068195 | 0.069172
Stainburn & Siddick |  | 0.018669 | 0.035698 | 0.059013 | 0.09314 | 0.14182 | 0.21112 | 0.29489 | 0.40469 | 0.53382 | 0.68882 | 0.91004 | 1.1665 | 1.522 | 1.9111 | 2.3884 | 2.8852 | 3.4181 | 3.9627 | 4.5131 | 5.0376 | 5.5934 | 6.1651 | 6.7286 | 7.3007 | 7.8325 | 8.3765 | 8.908 | 9.4228 | 9.9312 | 10.4483 | 10.8843 | 11.3302 |  | 0.018669 | 0.011264 | 0.018524 | 0.028755 | 0.042835 | 0.0632 | 0.090021 | 0.12694 | 0.17079 | 0.21988 | 0.28208 | 0.3447 | 0.42618 | 0.50275 | 0.59427 | 0.68196 | 0.77234 | 0.86103 | 0.94859 | 1.0289 | 1.1174 | 1.2108 | 1.3039 | 1.4011 | 1.4794 | 1.5713 | 1.665 | 1.7527 | 1.8396 | 1.9368 | 1.989 | 2.0649 |  | 0.018669 | 0.035698 | 0.059013 | 0.092828 | 0.13986 | 0.20444 | 0.27801 | 0.36704 | 0.46112 | 0.56163 | 0.69778 | 0.84509 | 1.0446 | 1.2461 | 1.4909 | 1.7391 | 2.0047 | 2.2754 | 2.5519 | 2.8213 | 3.1188 | 3.44 | 3.7758 | 4.1355 | 4.4723 | 4.8382 | 5.2087 | 5.5789 | 5.9579 | 6.3606 | 6.6964 | 7.0667 |  | 0.018669 | 0.035698 | 0.059013 | 0.09314 | 0.14182 | 0.21112 | 0.29489 | 0.40469 | 0.53382 | 0.68882 | 0.91004 | 1.1665 | 1.522 | 1.9111 | 2.3884 | 2.8852 | 3.4181 | 3.9627 | 4.5131 | 5.0376 | 5.5934 | 6.1651 | 6.7286 | 7.3007 | 7.8325 | 8.3765 | 8.908 | 9.4228 | 9.9312 | 10.4483 | 10.8843 | 11.3302 |  | 0.018669 | 0.13408 | 0.19252 | 0.27663 | 0.38286 | 0.55876 | 0.8159 | 1.1384 | 1.5073 | 1.9229 | 2.414 | 2.931 | 3.513 | 4.0896 | 4.7148 | 5.3364 | 5.9673 | 6.5924 | 7.2069 | 7.7924 | 8.3471 | 8.8451 | 9.304 | 9.7378 | 10.0953 | 10.4512 | 10.7909 | 11.1256 | 11.4657 | 11.8326 | 12.1128 | 12.4399
Stretford |  | 0.0028192 | 0.0053905 | 0.0089112 | 0.014065 | 0.021416 | 0.031879 | 0.044529 | 0.061111 | 0.080609 | 0.10401 | 0.13909 | 0.18177 | 0.2402 | 0.30478 | 0.38348 | 0.46619 | 0.5554 | 0.64712 | 0.7407 | 0.83106 | 0.92759 | 1.0292 | 1.1333 | 1.2425 | 1.3481 | 1.4576 | 1.5655 | 1.6736 | 1.7832 | 1.8956 | 1.9982 | 2.1035 |  | 0.0028192 | 0.001701 | 0.0027973 | 0.0043421 | 0.0064683 | 0.0095434 | 0.013594 | 0.019169 | 0.02579 | 0.033202 | 0.042595 | 0.052051 | 0.064356 | 0.075918 | 0.089737 | 0.10298 | 0.11663 | 0.13002 | 0.14324 | 0.15537 | 0.16874 | 0.18283 | 0.1969 | 0.21158 | 0.22339 | 0.23727 | 0.25143 | 0.26466 | 0.27779 | 0.29247 | 0.30034 | 0.31181 |  | 0.0028192 | 0.0053905 | 0.0089112 | 0.014017 | 0.021119 | 0.030871 | 0.041981 | 0.055425 | 0.069632 | 0.084808 | 0.10704 | 0.13323 | 0.16811 | 0.20436 | 0.24795 | 0.29312 | 0.34197 | 0.39233 | 0.44455 | 0.49639 | 0.55391 | 0.61767 | 0.68743 | 0.76453 | 0.84074 | 0.92335 | 1.0069 | 1.0931 | 1.1832 | 1.2784 | 1.3658 | 1.4596 |  | 0.0028192 | 0.0053905 | 0.0089112 | 0.014065 | 0.021416 | 0.031879 | 0.044529 | 0.061111 | 0.080609 | 0.10401 | 0.13909 | 0.18177 | 0.2402 | 0.30478 | 0.38348 | 0.46619 | 0.5554 | 0.64712 | 0.7407 | 0.83106 | 0.92759 | 1.0292 | 1.1333 | 1.2425 | 1.3481 | 1.4576 | 1.5655 | 1.6736 | 1.7832 | 1.8956 | 1.9982 | 2.1035 |  | 0.0028192 | 0.020246 | 0.029071 | 0.047258 | 0.073229 | 0.12683 | 0.21469 | 0.32616 | 0.45781 | 0.60879 | 0.78234 | 0.96768 | 1.163 | 1.3579 | 1.5603 | 1.7623 | 1.9646 | 2.1634 | 2.3573 | 2.5413 | 2.7033 | 2.8342 | 2.9458 | 3.0415 | 3.1142 | 3.1772 | 3.2313 | 3.2867 | 3.3443 | 3.4072 | 3.4588 | 3.5189
Stuart St |  | 0.0080173 | 0.01533 | 10.0253 | 10.04 | 10.0609 | 10.0907 | 10.1266 | 10.1738 | 10.2292 | 10.2958 | 10.3914 | 10.503 | 10.6574 | 10.8266 | 11.034 | 11.2502 | 11.4822 | 11.7196 | 11.9598 | 12.1892 | 12.4325 | 12.6836 | 12.9326 | 13.1866 | 13.4244 | 13.668 | 13.9065 | 14.1387 | 14.3692 | 14.604 | 14.8048 | 15.0103 |  | 0.0080173 | 0.0048374 | 10.008 | 10.0123 | 10.0184 | 10.0271 | 10.0387 | 10.0545 | 10.0733 | 10.0944 | 10.1211 | 10.148 | 10.183 | 10.2159 | 10.2552 | 10.2929 | 10.3317 | 10.3698 | 10.4074 | 10.4419 | 10.4799 | 10.52 | 10.56 | 10.6017 | 10.6353 | 10.6748 | 10.715 | 10.7527 | 10.79 | 10.8317 | 10.8541 | 10.8867 |  | 0.0080173 | 0.01533 | 10.0253 | 10.0399 | 10.0601 | 10.0878 | 10.1194 | 10.1576 | 10.198 | 10.2412 | 10.3003 | 10.365 | 10.4524 | 10.5411 | 10.6486 | 10.758 | 10.8753 | 10.995 | 11.1176 | 11.2374 | 11.3698 | 11.5133 | 11.6646 | 11.8274 | 11.9814 | 12.1486 | 12.3178 | 12.488 | 12.6629 | 12.8486 | 13.0063 | 13.1794 |  | 0.0080173 | 0.01533 | 10.0253 | 10.04 | 10.0609 | 10.0907 | 10.1266 | 10.1738 | 10.2292 | 10.2958 | 10.3914 | 10.503 | 10.6574 | 10.8266 | 11.034 | 11.2502 | 11.4822 | 11.7196 | 11.9598 | 12.1892 | 12.4325 | 12.6836 | 12.9326 | 13.1866 | 13.4244 | 13.668 | 13.9065 | 14.1387 | 14.3692 | 14.604 | 14.8048 | 15.0103 |  | 0.0080173 | 0.057577 | 0.082674 | 0.1208 | 0.17006 | 0.25548 | 0.38384 | 0.54534 | 0.73158 | 0.94249 | 1.19 | 1.4516 | 1.7414 | 2.0291 | 2.3378 | 2.6452 | 2.9563 | 3.2641 | 3.5663 | 3.8541 | 4.1225 | 4.3584 | 4.5726 | 4.7717 | 4.9337 | 5.0914 | 5.2398 | 5.3866 | 5.5361 | 5.6974 | 5.8221 | 5.9673
Thornton |  | 0.008125 | 0.015536 | 0.025683 | 0.040535 | 0.061721 | 0.091879 | 0.12834 | 0.17612 | 0.23232 | 0.29978 | 0.3967 | 0.50984 | 0.66639 | 0.83795 | 1.0482 | 1.2674 | 1.5027 | 1.7433 | 1.9869 | 2.2194 | 2.4661 | 2.7208 | 2.9734 | 3.2312 | 3.4725 | 3.7198 | 3.9619 | 4.1977 | 4.4317 | 4.6701 | 4.8742 | 5.083 |  | 0.008125 | 0.0049023 | 0.0080619 | 0.012514 | 0.018642 | 0.027505 | 0.039178 | 0.055246 | 0.07433 | 0.095691 | 0.12276 | 0.15002 | 0.18548 | 0.2188 | 0.25863 | 0.29679 | 0.33613 | 0.37472 | 0.41283 | 0.44779 | 0.48631 | 0.52694 | 0.56747 | 0.60978 | 0.64383 | 0.68382 | 0.72464 | 0.76277 | 0.80062 | 0.8429 | 0.8656 | 0.89866 |  | 0.008125 | 0.015536 | 0.025683 | 0.040399 | 0.060867 | 0.088973 | 0.12099 | 0.15974 | 0.20068 | 0.24442 | 0.30432 | 0.36995 | 0.45861 | 0.54855 | 0.65762 | 0.76862 | 0.88757 | 1.009 | 1.1333 | 1.2549 | 1.3892 | 1.5348 | 1.6883 | 1.8537 | 2.0101 | 2.18 | 2.3519 | 2.5248 | 2.7025 | 2.8911 | 3.0515 | 3.2275 |  | 0.008125 | 0.015536 | 0.025683 | 0.040535 | 0.061721 | 0.091879 | 0.12834 | 0.17612 | 0.23232 | 0.29978 | 0.3967 | 0.50984 | 0.66639 | 0.83795 | 1.0482 | 1.2674 | 1.5027 | 1.7433 | 1.9869 | 2.2194 | 2.4661 | 2.7208 | 2.9734 | 3.2312 | 3.4725 | 3.7198 | 3.9619 | 4.1977 | 4.4317 | 4.6701 | 4.8742 | 5.083 |  | 0.008125 | 0.05835 | 0.083785 | 0.1225 | 0.17256 | 0.25966 | 0.39075 | 0.55564 | 0.74576 | 0.96098 | 1.2133 | 1.4799 | 1.7746 | 2.0671 | 2.3807 | 2.6926 | 3.0079 | 3.3197 | 3.6254 | 3.9162 | 4.1866 | 4.4234 | 4.638 | 4.8369 | 4.9981 | 5.1551 | 5.3026 | 5.4488 | 5.5981 | 5.7596 | 5.8843 | 6.03
Trimpell |  | 0.00028092 | 0.00053715 | 0.00088797 | 0.0014015 | 0.002134 | 0.0031767 | 0.0044372 | 0.0060895 | 0.0080324 | 0.010365 | 0.013738 | 0.017703 | 0.023179 | 0.029189 | 0.036548 | 0.044228 | 0.05248 | 0.060926 | 0.069487 | 0.077676 | 0.086374 | 0.095387 | 0.10438 | 0.11361 | 0.12231 | 0.13124 | 0.14 | 0.14859 | 0.15715 | 0.16588 | 0.17346 | 0.18122 |  | 0.00028092 | 0.0001695 | 0.00027874 | 0.00043267 | 0.00064455 | 0.00095097 | 0.0013546 | 0.0019101 | 0.0025699 | 0.0033085 | 0.0042445 | 0.0051867 | 0.0064128 | 0.007565 | 0.008942 | 0.010261 | 0.011621 | 0.012956 | 0.014274 | 0.015482 | 0.016814 | 0.018219 | 0.01962 | 0.021083 | 0.02226 | 0.023643 | 0.025054 | 0.026373 | 0.027681 | 0.029143 | 0.029928 | 0.031071 |  | 0.00028092 | 0.00053715 | 0.00088797 | 0.0013968 | 0.0021045 | 0.0030762 | 0.0041833 | 0.0055229 | 0.0069385 | 0.0084508 | 0.010544 | 0.012866 | 0.015995 | 0.019183 | 0.023042 | 0.026983 | 0.031212 | 0.035538 | 0.039976 | 0.044327 | 0.049139 | 0.054382 | 0.059952 | 0.065986 | 0.071747 | 0.078004 | 0.084338 | 0.090747 | 0.097359 | 0.10437 | 0.11044 | 0.11707 |  | 0.00028092 | 0.00053715 | 0.00088797 | 0.0014015 | 0.002134 | 0.0031767 | 0.0044372 | 0.0060895 | 0.0080324 | 0.010365 | 0.013738 | 0.017703 | 0.023179 | 0.029189 | 0.036548 | 0.044228 | 0.05248 | 0.060926 | 0.069487 | 0.077676 | 0.086374 | 0.095387 | 0.10438 | 0.11361 | 0.12231 | 0.13124 | 0.14 | 0.14859 | 0.15715 | 0.16588 | 0.17346 | 0.18122 |  | 0.00028092 | 0.0020174 | 0.0028968 | 0.0043089 | 0.0061722 | 0.0095614 | 0.014785 | 0.02137 | 0.029012 | 0.037694 | 0.047816 | 0.058543 | 0.070245 | 0.081873 | 0.094231 | 0.10653 | 0.11894 | 0.13118 | 0.14317 | 0.15457 | 0.16501 | 0.17398 | 0.18198 | 0.18927 | 0.1951 | 0.20065 | 0.20578 | 0.21089 | 0.21614 | 0.22182 | 0.22626 | 0.23144
Ulverston |  | 0.0098886 | 0.018908 | 0.031257 | 0.049333 | 0.075118 | 0.11182 | 0.15619 | 0.21435 | 0.28275 | 0.36484 | 0.48262 | 0.61989 | 0.8099 | 1.0181 | 1.2733 | 1.5392 | 1.8246 | 2.1164 | 2.4117 | 2.6935 | 2.9924 | 3.3006 | 3.6059 | 3.917 | 4.2076 | 4.5054 | 4.7967 | 5.0801 | 5.3609 | 5.6468 | 5.8907 | 6.1401 |  | 0.0098886 | 0.0059664 | 0.0098118 | 0.01523 | 0.022689 | 0.033475 | 0.047681 | 0.067237 | 0.090463 | 0.11646 | 0.14941 | 0.18258 | 0.22574 | 0.26629 | 0.31476 | 0.36121 | 0.40908 | 0.45606 | 0.50244 | 0.54499 | 0.59187 | 0.64132 | 0.69064 | 0.74213 | 0.78357 | 0.83224 | 0.88192 | 0.92834 | 0.9744 | 1.0259 | 1.0535 | 1.0937 |  | 0.0098886 | 0.018908 | 0.031257 | 0.049168 | 0.074078 | 0.10829 | 0.14726 | 0.19441 | 0.24424 | 0.29748 | 0.37019 | 0.44964 | 0.55702 | 0.66584 | 0.79787 | 0.93212 | 1.0759 | 1.2227 | 1.3729 | 1.5196 | 1.6816 | 1.8572 | 2.0419 | 2.2405 | 2.4279 | 2.6313 | 2.8373 | 3.044 | 3.2563 | 3.4817 | 3.6724 | 3.8819 |  | 0.0098886 | 0.018908 | 0.031257 | 0.049333 | 0.075118 | 0.11182 | 0.15619 | 0.21435 | 0.28275 | 0.36484 | 0.48262 | 0.61989 | 0.8099 | 1.0181 | 1.2733 | 1.5392 | 1.8246 | 2.1164 | 2.4117 | 2.6935 | 2.9924 | 3.3006 | 3.6059 | 3.917 | 4.2076 | 4.5054 | 4.7967 | 5.0801 | 5.3609 | 5.6468 | 5.8907 | 6.1401 |  | 0.0098886 | 0.071015 | 0.10197 | 0.14849 | 0.20832 | 0.31113 | 0.46476 | 0.6579 | 0.88019 | 1.1316 | 1.4268 | 1.7385 | 2.0845 | 2.4277 | 2.7967 | 3.1636 | 3.535 | 3.9022 | 4.2626 | 4.6055 | 4.9258 | 5.208 | 5.4648 | 5.7039 | 5.8986 | 6.0892 | 6.2689 | 6.4469 | 6.6284 | 6.8245 | 6.9755 | 7.1519
Vernon Park |  | 0.017836 | 0.034104 | 0.056378 | 0.08898 | 0.13549 | 0.20169 | 0.28172 | 0.38662 | 0.50998 | 0.65806 | 0.86915 | 1.1136 | 1.4525 | 1.8233 | 2.2784 | 2.7518 | 3.2596 | 3.7784 | 4.3026 | 4.802 | 5.3311 | 5.875 | 6.4108 | 6.9542 | 7.459 | 7.9751 | 8.4794 | 8.9674 | 9.449 | 9.9388 | 10.3509 | 10.7723 |  | 0.017836 | 0.010761 | 0.017697 | 0.027471 | 0.040922 | 0.060377 | 0.086001 | 0.12127 | 0.16317 | 0.21006 | 0.26948 | 0.32931 | 0.40715 | 0.4803 | 0.56773 | 0.65151 | 0.73785 | 0.82258 | 0.90623 | 0.98297 | 1.0675 | 1.1567 | 1.2457 | 1.3386 | 1.4133 | 1.5011 | 1.5907 | 1.6744 | 1.7575 | 1.8503 | 1.9001 | 1.9727 |  | 0.017836 | 0.034104 | 0.056378 | 0.088683 | 0.13361 | 0.19531 | 0.2656 | 0.35065 | 0.44053 | 0.53655 | 0.66637 | 0.80651 | 0.9964 | 1.188 | 1.4209 | 1.6569 | 1.9093 | 2.1665 | 2.429 | 2.6847 | 2.967 | 3.2716 | 3.5899 | 3.9304 | 4.2488 | 4.5948 | 4.9452 | 5.2951 | 5.6531 | 6.0337 | 6.3499 | 6.6992 |  | 0.017836 | 0.034104 | 0.056378 | 0.08898 | 0.13549 | 0.20169 | 0.28172 | 0.38662 | 0.50998 | 0.65806 | 0.86915 | 1.1136 | 1.4525 | 1.8233 | 2.2784 | 2.7518 | 3.2596 | 3.7784 | 4.3026 | 4.802 | 5.3311 | 5.875 | 6.4108 | 6.9542 | 7.459 | 7.9751 | 8.4794 | 8.9674 | 9.449 | 9.9388 | 10.3509 | 10.7723 |  | 0.017836 | 0.12809 | 0.18392 | 0.26345 | 0.36344 | 0.52795 | 0.76738 | 1.0675 | 1.4101 | 1.7958 | 2.2521 | 2.7322 | 3.2742 | 3.8111 | 4.3941 | 4.9736 | 5.5621 | 6.1453 | 6.7188 | 7.2653 | 7.7844 | 8.252 | 8.684 | 9.0936 | 9.4317 | 9.7696 | 10.0929 | 10.4113 | 10.7348 | 11.0837 | 11.3497 | 11.6605
West Didsbury |  | 0.020639 | 0.039464 | 0.065239 | 0.10297 | 0.15678 | 0.23339 | 0.326 | 0.44739 | 0.59014 | 0.76149 | 1.0053 | 1.2872 | 1.6781 | 2.1057 | 2.6305 | 3.1764 | 3.7618 | 4.3596 | 4.9636 | 5.5387 | 6.1476 | 6.773 | 7.3877 | 8.0102 | 8.587 | 9.1764 | 9.752 | 10.3078 | 10.8553 | 11.412 | 11.8779 | 12.3542 |  | 0.020639 | 0.012453 | 0.020479 | 0.031788 | 0.047355 | 0.069867 | 0.099518 | 0.14034 | 0.18881 | 0.24307 | 0.31184 | 0.38107 | 0.47115 | 0.55579 | 0.65696 | 0.75391 | 0.85382 | 0.95187 | 1.0487 | 1.1375 | 1.2353 | 1.3385 | 1.4415 | 1.549 | 1.6354 | 1.737 | 1.8407 | 1.9376 | 2.0337 | 2.1411 | 2.1988 | 2.2827 |  | 0.020639 | 0.039464 | 0.065239 | 0.10262 | 0.15461 | 0.22601 | 0.30734 | 0.40576 | 0.50977 | 0.62088 | 0.77067 | 0.93182 | 1.1503 | 1.3706 | 1.6383 | 1.9094 | 2.1993 | 2.4944 | 2.7955 | 3.0886 | 3.4119 | 3.7604 | 4.1234 | 4.5111 | 4.8724 | 5.2649 | 5.6623 | 6.0583 | 6.4629 | 6.893 | 7.2481 | 7.6409 |  | 0.020639 | 0.039464 | 0.065239 | 0.10297 | 0.15678 | 0.23339 | 0.326 | 0.44739 | 0.59014 | 0.76149 | 1.0053 | 1.2872 | 1.6781 | 2.1057 | 2.6305 | 3.1764 | 3.7618 | 4.3596 | 4.9636 | 5.5387 | 6.1476 | 6.773 | 7.3877 | 8.0102 | 8.587 | 9.1764 | 9.752 | 10.3078 | 10.8553 | 11.412 | 11.8779 | 12.3542 |  | 0.020639 | 0.14822 | 0.21283 | 0.30344 | 0.41657 | 0.59918 | 0.8619 | 1.1909 | 1.5653 | 1.9862 | 2.4855 | 3.0102 | 3.6067 | 4.1973 | 4.8415 | 5.4817 | 6.1329 | 6.7788 | 7.4146 | 8.0208 | 8.6007 | 9.1279 | 9.6178 | 10.0853 | 10.4735 | 10.864 | 11.2393 | 11.6082 | 11.9823 | 12.3854 | 12.6918 | 13.0493
Westhoughton |  | 0.0068375 | 0.013074 | 0.021613 | 15.0341 | 15.0519 | 15.0773 | 15.108 | 15.1482 | 15.1955 | 15.2523 | 15.3338 | 15.429 | 15.5606 | 15.7049 | 15.8818 | 16.0661 | 16.2639 | 16.4662 | 16.671 | 16.8665 | 17.0739 | 17.288 | 17.5002 | 17.7168 | 17.9195 | 18.1273 | 18.3305 | 18.5286 | 18.725 | 18.9252 | 19.0964 | 19.2715 |  | 0.0068375 | 0.0041255 | 0.0067844 | 0.010531 | 0.015688 | 0.023146 | 0.032969 | 0.046492 | 0.062551 | 0.080527 | 0.10331 | 0.12624 | 0.15609 | 0.18413 | 0.21765 | 0.24976 | 0.28286 | 0.31534 | 0.34741 | 0.37683 | 0.40925 | 0.44344 | 0.47755 | 0.51315 | 0.5418 | 0.57546 | 0.60981 | 0.6419 | 0.67375 | 0.70933 | 0.72844 | 0.75625 |  | 0.0068375 | 0.013074 | 0.021613 | 15.034 | 15.0512 | 15.0749 | 15.1018 | 15.1344 | 15.1689 | 15.2057 | 15.2561 | 15.3112 | 15.3858 | 15.4614 | 15.553 | 15.6463 | 15.7463 | 15.8483 | 15.9527 | 16.0548 | 16.1676 | 16.2899 | 16.4188 | 16.5576 | 16.6889 | 16.8314 | 16.9757 | 17.1208 | 17.2699 | 17.4281 | 17.5626 | 17.7101 |  | 0.0068375 | 0.013074 | 0.021613 | 15.0341 | 15.0519 | 15.0773 | 15.108 | 15.1482 | 15.1955 | 15.2523 | 15.3338 | 15.429 | 15.5606 | 15.7049 | 15.8818 | 16.0661 | 16.2639 | 16.4662 | 16.671 | 16.8665 | 17.0739 | 17.288 | 17.5002 | 17.7168 | 17.9195 | 18.1273 | 18.3305 | 18.5286 | 18.725 | 18.9252 | 19.0964 | 19.2715 |  | 0.0068375 | 0.049104 | 0.070508 | 0.103 | 0.14495 | 0.21788 | 0.32754 | 0.46545 | 0.62439 | 0.80425 | 1.0151 | 1.2378 | 1.4842 | 1.7286 | 1.9907 | 2.2512 | 2.5147 | 2.7751 | 3.0304 | 3.2732 | 3.499 | 3.6968 | 3.876 | 4.0422 | 4.1769 | 4.3082 | 4.4317 | 4.5541 | 4.6792 | 4.8146 | 4.9191 | 5.0413
Wigan |  | 0.010205 | 0.019513 | 0.032258 | 0.050913 | 0.077524 | 0.1154 | 0.16119 | 0.22122 | 0.2918 | 0.37653 | 0.49789 | 0.63912 | 0.83468 | 1.0489 | 1.3115 | 1.5851 | 1.8786 | 2.1787 | 2.4823 | 2.7719 | 3.0789 | 3.3954 | 3.7084 | 4.0272 | 4.3246 | 4.6292 | 4.9271 | 5.2166 | 5.5032 | 5.7951 | 6.0432 | 6.2971 |  | 0.010205 | 0.0061575 | 0.010126 | 0.015718 | 0.023415 | 0.034547 | 0.049208 | 0.069391 | 0.09336 | 0.12019 | 0.15419 | 0.18842 | 0.23296 | 0.27482 | 0.32484 | 0.37278 | 0.42218 | 0.47066 | 0.51853 | 0.56244 | 0.61082 | 0.66185 | 0.71276 | 0.7659 | 0.80866 | 0.85889 | 0.91016 | 0.95807 | 1.0056 | 1.0587 | 1.0872 | 1.1287 |  | 0.010205 | 0.019513 | 0.032258 | 0.050742 | 0.076451 | 0.11175 | 0.15197 | 0.20064 | 0.25206 | 0.307 | 0.38186 | 0.46341 | 0.5737 | 0.68536 | 0.82088 | 0.95857 | 1.106 | 1.2564 | 1.4103 | 1.5604 | 1.7262 | 1.9058 | 2.0944 | 2.297 | 2.4878 | 2.6951 | 2.9049 | 3.1154 | 3.3313 | 3.5606 | 3.754 | 3.9665 |  | 0.010205 | 0.019513 | 0.032258 | 0.050913 | 0.077524 | 0.1154 | 0.16119 | 0.22122 | 0.2918 | 0.37653 | 0.49789 | 0.63912 | 0.83468 | 1.0489 | 1.3115 | 1.5851 | 1.8786 | 2.1787 | 2.4823 | 2.7719 | 3.0789 | 3.3954 | 3.7084 | 4.0272 | 4.3246 | 4.6292 | 4.9271 | 5.2166 | 5.5032 | 5.7951 | 6.0432 | 6.2971 |  | 0.010205 | 0.073289 | 0.10524 | 0.15264 | 0.21328 | 0.31665 | 0.47038 | 0.6635 | 0.8854 | 1.1361 | 1.4309 | 1.742 | 2.0884 | 2.4319 | 2.8018 | 3.1697 | 3.5422 | 3.9107 | 4.2725 | 4.6168 | 4.9394 | 5.2248 | 5.4853 | 5.7288 | 5.9275 | 6.123 | 6.3079 | 6.4908 | 6.6772 | 6.8787 | 7.0334 | 7.2143
Wrightington |  | 0.020302 | 0.03882 | 0.064174 | 0.10128 | 0.15422 | 0.22958 | 0.32067 | 0.44008 | 0.5805 | 0.74905 | 0.98904 | 1.2666 | 1.6515 | 2.0726 | 2.5893 | 3.1269 | 3.7033 | 4.2921 | 4.887 | 5.4535 | 6.0534 | 6.6699 | 7.2763 | 7.891 | 8.461 | 9.0438 | 9.613 | 10.1632 | 10.7057 | 11.2573 | 11.72 | 12.1932 |  | 0.020302 | 0.012249 | 0.020144 | 0.031269 | 0.046581 | 0.068726 | 0.097893 | 0.13804 | 0.18573 | 0.2391 | 0.30675 | 0.37484 | 0.46345 | 0.54672 | 0.64624 | 0.7416 | 0.83988 | 0.93633 | 1.0315 | 1.1189 | 1.2152 | 1.3167 | 1.4179 | 1.5237 | 1.6087 | 1.7087 | 1.8107 | 1.9059 | 2.0005 | 2.1062 | 2.1629 | 2.2455 |  | 0.020302 | 0.03882 | 0.064174 | 0.10095 | 0.15209 | 0.22232 | 0.30233 | 0.39914 | 0.50145 | 0.61074 | 0.75822 | 0.91704 | 1.1323 | 1.3494 | 1.6133 | 1.8806 | 2.1663 | 2.4573 | 2.7543 | 3.0434 | 3.3624 | 3.7065 | 4.0654 | 4.449 | 4.807 | 5.1961 | 5.5901 | 5.9831 | 6.385 | 6.8122 | 7.1658 | 7.5568 |  | 0.020302 | 0.03882 | 0.064174 | 0.10128 | 0.15422 | 0.22958 | 0.32067 | 0.44008 | 0.5805 | 0.74905 | 0.98904 | 1.2666 | 1.6515 | 2.0726 | 2.5893 | 3.1269 | 3.7033 | 4.2921 | 4.887 | 5.4535 | 6.0534 | 6.6699 | 7.2763 | 7.891 | 8.461 | 9.0438 | 9.613 | 10.1632 | 10.7057 | 11.2573 | 11.72 | 12.1932 |  | 0.020302 | 0.1458 | 0.20935 | 0.2989 | 0.41095 | 0.59348 | 0.85751 | 1.1882 | 1.565 | 1.9887 | 2.4908 | 3.0186 | 3.6168 | 4.209 | 4.8537 | 5.4944 | 6.1455 | 6.791 | 7.426 | 8.0313 | 8.6083 | 9.1306 | 9.6146 | 10.0753 | 10.4567 | 10.8394 | 11.2067 | 11.5681 | 11.9351 | 12.3309 | 12.632 | 12.9839
Installed battery storage capacity (MW) per bulk supply point and primary substation
Click + to view
Click + to view
CLICK HERE TO
RETURN TO CONTENTS
Click + to view
Click + to view
Click + to view
Click + to view
Click + to view

## ENTIRE NETWORK DATA >>>>
Entire Network Datasets
CONTENTS
Section | Tab | Short Description
ENTIRE NETWORK DATASETS | LCT Seasonal Demand | Data table containing the demand in winter and summer day for low carbon technologies and air conditioning
| Annual Energy Demand & Generation | Data table containing energy for demand and generation for the entire ENWL network broken down by technology
| DG and Storage Breakdown | Data table containing DG and storage capacity values for the entire ENWL network with breakdown per technology
CLICK HERE TO
RETURN TO CONTENTS

## LCT Seasonal Demand
|  | Central Outlook | [32 empty] | Steady Progression | [32 empty] | System Transformation | [32 empty] | Consumer Transformation | [32 empty] | Leading the Way
|  | (Years as financial years, ie 2051 is FY2050/51) | 2020 | 2021 | 2022 | 2023 | 2024 | 2025 | 2026 | 2027 | 2028 | 2029 | 2030 | 2031 | 2032 | 2033 | 2034 | 2035 | 2036 | 2037 | 2038 | 2039 | 2040 | 2041 | 2042 | 2043 | 2044 | 2045 | 2046 | 2047 | 2048 | 2049 | 2050 | 2051 | (Years as financial years, ie 2051 is FY2050/51) | 2020 | 2021 | 2022 | 2023 | 2024 | 2025 | 2026 | 2027 | 2028 | 2029 | 2030 | 2031 | 2032 | 2033 | 2034 | 2035 | 2036 | 2037 | 2038 | 2039 | 2040 | 2041 | 2042 | 2043 | 2044 | 2045 | 2046 | 2047 | 2048 | 2049 | 2050 | 2051 | (Years as financial years, ie 2051 is FY2050/51) | 2020 | 2021 | 2022 | 2023 | 2024 | 2025 | 2026 | 2027 | 2028 | 2029 | 2030 | 2031 | 2032 | 2033 | 2034 | 2035 | 2036 | 2037 | 2038 | 2039 | 2040 | 2041 | 2042 | 2043 | 2044 | 2045 | 2046 | 2047 | 2048 | 2049 | 2050 | 2051 | (Years as financial years, ie 2051 is FY2050/51) | 2020 | 2021 | 2022 | 2023 | 2024 | 2025 | 2026 | 2027 | 2028 | 2029 | 2030 | 2031 | 2032 | 2033 | 2034 | 2035 | 2036 | 2037 | 2038 | 2039 | 2040 | 2041 | 2042 | 2043 | 2044 | 2045 | 2046 | 2047 | 2048 | 2049 | 2050 | 2051 | (Years as financial years, ie 2051 is FY2050/51) | 2020 | 2021 | 2022 | 2023 | 2024 | 2025 | 2026 | 2027 | 2028 | 2029 | 2030 | 2031 | 2032 | 2033 | 2034 | 2035 | 2036 | 2037 | 2038 | 2039 | 2040 | 2041 | 2042 | 2043 | 2044 | 2045 | 2046 | 2047 | 2048 | 2049 | 2050 | 2051
Winter Demand | Heat pumps - domestic |  | 16.7679 | 20.6674 | 22.6323 | 24.5647 | 26.7996 | 30.6973 | 39.677 | 49.1423 | 58.3935 | 70.6 | 91.2083 | 121.9489 | 151.8259 | 181.9338 | 210.1529 | 235.9002 | 261.317 | 287.7183 | 319.2301 | 352.9527 | 384.4157 | 403.318 | 421.1862 | 437.0909 | 452.9356 | 466.8376 | 474.1114 | 481.7351 | 488.5484 | 495.5446 | 503.2119 | 510.85 |  | 16.7679 | 17.3681 | 18.1409 | 18.7742 | 19.5328 | 22.4368 | 31.6872 | 41.2845 | 50.5421 | 62.7031 | 80.3271 | 99.4596 | 118.0701 | 136.6993 | 153.481 | 170.9011 | 197.885 | 226.2259 | 256.0332 | 286.5413 | 315.2374 | 339.2938 | 363.6632 | 387.2376 | 410.5731 | 428.7864 | 445.8982 | 461.3723 | 473.2362 | 479.9777 | 482.5046 | 493.0022 |  | 16.7679 | 20.6674 | 22.6323 | 24.5647 | 26.7996 | 30.6973 | 39.677 | 49.1423 | 58.3935 | 70.6 | 91.2083 | 121.9489 | 151.8259 | 181.9338 | 210.1529 | 235.9002 | 261.317 | 287.7183 | 319.2301 | 352.9527 | 384.4157 | 403.318 | 421.1862 | 437.0909 | 452.9356 | 466.8376 | 474.1114 | 481.7351 | 488.5484 | 495.5446 | 503.2119 | 510.85 |  | 16.7679 | 22.6648 | 26.4622 | 29.7841 | 33.5452 | 39.6946 | 49.0891 | 61.6173 | 82.6894 | 106.5967 | 135.8081 | 166.265 | 196.5521 | 226.504 | 254.8193 | 336.2187 | 582.2457 | 830.8943 | 1077.5494 | 1319.5974 | 1552.6429 | 1770.2216 | 1981.94 | 2181.0662 | 2376.7373 | 2569.5591 | 2759.7036 | 2945.8211 | 3128.2807 | 3307.2613 | 3431.7504 | 3416.0225 |  | 16.7679 | 22.6648 | 26.4622 | 29.7841 | 33.5452 | 42.0771 | 60.9714 | 79.8917 | 98.6533 | 120.3322 | 202.8358 | 445.7631 | 687.6674 | 918.7005 | 1153.7527 | 1382.9102 | 1609.4735 | 1838.7705 | 2065.4042 | 2289.4386 | 2503.7871 | 2696.3525 | 2886.2631 | 3072.1922 | 3255.1068 | 3374.2303 | 3361.9666 | 3348.4202 | 3340.7107 | 3325.8281 | 3311.8503 | 3297.5068
| Heat pumps - I & C |  | 23.0079 | 25.2999 | 32.2031 | 38.9884 | 45.7856 | 52.6331 | 59.4982 | 66.3991 | 73.3458 | 80.3507 | 87.4151 | 94.2783 | 99.8786 | 105.3783 | 110.7833 | 116.0733 | 167.0399 | 217.498 | 267.4638 | 316.9509 | 365.9766 | 414.5559 | 462.6985 | 510.4243 | 557.7393 | 604.6551 | 651.1836 | 697.3325 | 743.1114 | 788.5289 | 833.5971 | 835.3419 |  | 23.0079 | 26.8205 | 30.4825 | 34.2403 | 38.1759 | 41.7316 | 44.2579 | 48.4846 | 52.816 | 57.1807 | 61.6286 | 66.6224 | 69.8906 | 73.1085 | 76.279 | 79.4013 | 82.4771 | 85.5075 | 88.494 | 91.4355 | 94.3388 | 97.2059 | 100.0353 | 102.8312 | 105.5921 | 108.32 | 111.0154 | 113.6797 | 116.3141 | 118.9197 | 121.4976 | 124.0498 |  | 23.0079 | 25.2999 | 29.161 | 33.025 | 37.0231 | 40.7652 | 43.7825 | 48.0782 | 52.4732 | 56.9021 | 61.4129 | 66.3473 | 70.4082 | 74.4114 | 78.3588 | 82.251 | 86.0919 | 89.8804 | 93.6191 | 97.3085 | 100.952 | 104.5567 | 108.1175 | 111.6375 | 115.1175 | 118.5587 | 121.9642 | 125.3338 | 128.6682 | 131.9685 | 135.2356 | 138.4704 |  | 23.0079 | 25.2999 | 32.1073 | 38.7612 | 45.3914 | 52.0371 | 58.6667 | 65.2984 | 71.942 | 78.6092 | 85.301 | 91.7631 | 96.9677 | 102.0499 | 107.0163 | 111.8486 | 160.5629 | 208.5524 | 255.8385 | 302.4397 | 348.3781 | 393.6732 | 438.3425 | 482.4018 | 525.8663 | 568.7491 | 611.0651 | 652.8244 | 694.0389 | 734.7191 | 774.8786 | 774.6666 |  | 23.0079 | 25.2999 | 32.1073 | 38.7612 | 45.3914 | 52.6388 | 60.5524 | 67.9174 | 75.0682 | 82.0125 | 88.6511 | 143.3454 | 195.4731 | 248.0622 | 298.1354 | 347.5291 | 396.2097 | 444.2013 | 491.5425 | 538.2663 | 584.3773 | 629.8163 | 674.703 | 719.0997 | 763.0049 | 806.4203 | 805.8654 | 805.7022 | 804.4835 | 804.7948 | 805.1432 | 805.536
| Air conditioning - domestic |  | 0 | 0 | 0 | 0 | 0 | 0 | 0 | 0 | 0 | 0 | 0 | 0 | 0 | 0 | 0 | 0 | 0 | 0 | 0 | 0 | 0 | 0 | 0 | 0 | 0 | 0 | 0 | 0 | 0 | 0 | 0 | 0 |  | 0 | 0 | 0 | 0 | 0 | 0 | 0 | 0 | 0 | 0 | 0 | 0 | 0 | 0 | 0 | 0 | 0 | 0 | 0 | 0 | 0 | 0 | 0 | 0 | 0 | 0 | 0 | 0 | 0 | 0 | 0 | 0 |  | 0 | 0 | 0 | 0 | 0 | 0 | 0 | 0 | 0 | 0 | 0 | 0 | 0 | 0 | 0 | 0 | 0 | 0 | 0 | 0 | 0 | 0 | 0 | 0 | 0 | 0 | 0 | 0 | 0 | 0 | 0 | 0 |  | 0 | 0 | 0 | 0 | 0 | 0 | 0 | 0 | 0 | 0 | 0 | 0 | 0 | 0 | 0 | 0 | 0 | 0 | 0 | 0 | 0 | 0 | 0 | 0 | 0 | 0 | 0 | 0 | 0 | 0 | 0 | 0 |  | 0 | 0 | 0 | 0 | 0 | 0 | 0 | 0 | 0 | 0 | 0 | 0 | 0 | 0 | 0 | 0 | 0 | 0 | 0 | 0 | 0 | 0 | 0 | 0 | 0 | 0 | 0 | 0 | 0 | 0 | 0 | 0
| Air conditioning - I & C |  | 92.2921 | 96.9366 | 101.8149 | 106.9387 | 112.3204 | 117.9729 | 123.9098 | 130.1455 | 136.695 | 143.5742 | 150.7995 | 158.3884 | 158.3884 | 158.3884 | 158.3884 | 158.3884 | 158.3884 | 158.3884 | 158.3884 | 158.3884 | 158.3884 | 158.3884 | 158.3884 | 158.3884 | 158.3884 | 158.3884 | 158.3884 | 158.3884 | 158.3884 | 158.3884 | 158.3884 | 158.3884 |  | 92.2921 | 103.5073 | 116.0854 | 130.1919 | 146.0127 | 163.756 | 183.6555 | 205.9731 | 231.0027 | 259.0739 | 290.5563 | 325.8643 | 325.8643 | 325.8643 | 325.8643 | 325.8643 | 325.8643 | 325.8643 | 325.8643 | 325.8643 | 325.8643 | 325.8643 | 325.8643 | 325.8643 | 325.8643 | 325.8643 | 325.8643 | 325.8643 | 325.8643 | 325.8643 | 325.8643 | 325.8643 |  | 92.2921 | 96.9366 | 101.8149 | 106.9387 | 112.3204 | 117.9729 | 123.9098 | 130.1455 | 136.695 | 143.5742 | 150.7995 | 158.3884 | 158.3884 | 158.3884 | 158.3884 | 158.3884 | 158.3884 | 158.3884 | 158.3884 | 158.3884 | 158.3884 | 158.3884 | 158.3884 | 158.3884 | 158.3884 | 158.3884 | 158.3884 | 158.3884 | 158.3884 | 158.3884 | 158.3884 | 158.3884 |  | 92.2921 | 96.9366 | 101.8149 | 106.9387 | 112.3204 | 117.9729 | 123.9098 | 130.1455 | 136.695 | 143.5742 | 150.7995 | 158.3884 | 158.3884 | 158.3884 | 158.3884 | 158.3884 | 158.3884 | 158.3884 | 158.3884 | 158.3884 | 158.3884 | 158.3884 | 158.3884 | 158.3884 | 158.3884 | 158.3884 | 158.3884 | 158.3884 | 158.3884 | 158.3884 | 158.3884 | 158.3884 |  | 92.2921 | 93.9256 | 95.588 | 97.2798 | 99.0016 | 100.7539 | 102.5372 | 104.352 | 106.199 | 108.0786 | 109.9916 | 111.9383 | 111.9383 | 111.9383 | 111.9383 | 111.9383 | 111.9383 | 111.9383 | 111.9383 | 111.9383 | 111.9383 | 111.9383 | 111.9383 | 111.9383 | 111.9383 | 111.9383 | 111.9383 | 111.9383 | 111.9383 | 111.9383 | 111.9383 | 111.9383
| Electric vehicles |  | 3.8368 | 6.0999 | 20.6626 | 48.3015 | 80.9167 | 117.5959 | 161.8829 | 208.43 | 265.524 | 324.9054 | 388.8173 | 469.1697 | 537.0593 | 591.1888 | 640.6991 | 682.1649 | 726.8082 | 765.7959 | 795.1982 | 818.0968 | 833.6396 | 843.3534 | 840.9236 | 834.6871 | 824.4703 | 811.5985 | 796.4959 | 779.6344 | 761.94 | 743.4304 | 724.287 | 704.8759 |  | 3.9116 | 5.7836 | 14.548 | 30.9924 | 50.5211 | 72.8164 | 97.602 | 123.2014 | 155.6312 | 190.302 | 228.7751 | 270.2459 | 309.9611 | 347.1796 | 386.4968 | 424.7693 | 462.3963 | 503.348 | 545.8437 | 589.33 | 633.9269 | 690.3378 | 733.7806 | 769.6016 | 799.4419 | 824.8763 | 846.4857 | 862.8325 | 876.1253 | 886.4215 | 892.9291 | 896.9228 |  | 3.7915 | 5.583 | 14.3321 | 33.7697 | 58.6946 | 87.0243 | 119.56 | 152.8329 | 193.0065 | 235.6904 | 282.9731 | 336.8243 | 382.5578 | 422.8996 | 461.6744 | 497.4914 | 542.8015 | 581.8183 | 610.7901 | 632.5171 | 649.9405 | 662.6616 | 666.0749 | 666.4126 | 662.8011 | 656.8097 | 648.0319 | 636.6019 | 623.8754 | 610.0635 | 594.54 | 578.4357 |  | 3.8368 | 6.0999 | 19.9365 | 44.8752 | 72.2257 | 100.5925 | 132.3347 | 162.3119 | 196.2596 | 226.9809 | 255.4609 | 288.1708 | 323.1436 | 348.0577 | 368.6239 | 383.0222 | 397.6502 | 407.5824 | 410.9563 | 409.6845 | 403.5991 | 393.7205 | 377.4646 | 359.0424 | 338.5722 | 316.7877 | 293.9963 | 270.4977 | 246.7073 | 222.6896 | 198.5575 | 174.4567 |  | 3.8368 | 6.098 | 19.9284 | 44.855 | 72.193 | 100.5321 | 132.0524 | 161.6768 | 195.8818 | 226.9691 | 255.9809 | 292.5406 | 332.2185 | 360.4455 | 383.4592 | 399.3359 | 410.1489 | 416.162 | 417.2041 | 413.6924 | 406.5893 | 395.9305 | 379.1253 | 360.2649 | 339.5356 | 317.4761 | 294.4337 | 270.7251 | 246.7664 | 222.6493 | 198.4583 | 174.3384
|  | Central Outlook | [32 empty] | Steady Progression | [32 empty] | System Transformation | [32 empty] | Consumer Transformation | [32 empty] | Leading the Way
|  | (Years as financial years, ie 2051 is FY2050/51) | 2020 | 2021 | 2022 | 2023 | 2024 | 2025 | 2026 | 2027 | 2028 | 2029 | 2030 | 2031 | 2032 | 2033 | 2034 | 2035 | 2036 | 2037 | 2038 | 2039 | 2040 | 2041 | 2042 | 2043 | 2044 | 2045 | 2046 | 2047 | 2048 | 2049 | 2050 | 2051 | (Years as financial years, ie 2051 is FY2050/51) | 2020 | 2021 | 2022 | 2023 | 2024 | 2025 | 2026 | 2027 | 2028 | 2029 | 2030 | 2031 | 2032 | 2033 | 2034 | 2035 | 2036 | 2037 | 2038 | 2039 | 2040 | 2041 | 2042 | 2043 | 2044 | 2045 | 2046 | 2047 | 2048 | 2049 | 2050 | 2051 | (Years as financial years, ie 2051 is FY2050/51) | 2020 | 2021 | 2022 | 2023 | 2024 | 2025 | 2026 | 2027 | 2028 | 2029 | 2030 | 2031 | 2032 | 2033 | 2034 | 2035 | 2036 | 2037 | 2038 | 2039 | 2040 | 2041 | 2042 | 2043 | 2044 | 2045 | 2046 | 2047 | 2048 | 2049 | 2050 | 2051 | (Years as financial years, ie 2051 is FY2050/51) | 2020 | 2021 | 2022 | 2023 | 2024 | 2025 | 2026 | 2027 | 2028 | 2029 | 2030 | 2031 | 2032 | 2033 | 2034 | 2035 | 2036 | 2037 | 2038 | 2039 | 2040 | 2041 | 2042 | 2043 | 2044 | 2045 | 2046 | 2047 | 2048 | 2049 | 2050 | 2051 | (Years as financial years, ie 2051 is FY2050/51) | 2020 | 2021 | 2022 | 2023 | 2024 | 2025 | 2026 | 2027 | 2028 | 2029 | 2030 | 2031 | 2032 | 2033 | 2034 | 2035 | 2036 | 2037 | 2038 | 2039 | 2040 | 2041 | 2042 | 2043 | 2044 | 2045 | 2046 | 2047 | 2048 | 2049 | 2050 | 2051
Summer Demand | Heat pumps - domestic |  | 0.94162 | 1.2838 | 1.4338 | 1.5853 | 1.7589 | 2.0341 | 2.5542 | 3.1034 | 3.6414 | 4.3528 | 5.5479 | 7.3148 | 9.0648 | 10.8006 | 12.4286 | 13.9135 | 15.4112 | 16.9392 | 18.7372 | 20.655 | 22.446 | 23.5422 | 24.5893 | 25.5349 | 26.4839 | 27.3326 | 27.8031 | 28.2645 | 28.7077 | 29.1592 | 29.6458 | 30.1017 |  | 0.94162 | 0.97522 | 1.0185 | 1.0547 | 1.0997 | 1.2688 | 1.8044 | 2.361 | 2.8991 | 3.6074 | 4.6327 | 5.7405 | 6.8335 | 7.9163 | 8.8933 | 9.9064 | 11.4816 | 13.1217 | 14.8468 | 16.6121 | 18.272 | 19.6601 | 21.0723 | 22.4443 | 23.8231 | 24.9812 | 26.1385 | 27.2651 | 28.3473 | 29.3959 | 30.3248 | 30.924 |  | 0.94162 | 1.2838 | 1.4338 | 1.5853 | 1.7589 | 2.0341 | 2.5542 | 3.1034 | 3.6414 | 4.3528 | 5.5479 | 7.3148 | 9.0648 | 10.8006 | 12.4286 | 13.9135 | 15.4112 | 16.9392 | 18.7372 | 20.655 | 22.446 | 23.5422 | 24.5893 | 25.5349 | 26.4839 | 27.3326 | 27.8031 | 28.2645 | 28.7077 | 29.1592 | 29.6458 | 30.1017 |  | 0.94162 | 1.4617 | 1.7563 | 2.0265 | 2.324 | 2.7629 | 3.3125 | 4.0404 | 5.2464 | 6.6221 | 8.314 | 10.0836 | 11.8477 | 13.5964 | 15.2508 | 19.8616 | 33.6589 | 47.5694 | 61.3621 | 74.8846 | 87.9059 | 100.0741 | 111.9127 | 123.0454 | 133.9821 | 144.7566 | 155.3784 | 165.762 | 175.9307 | 185.8928 | 192.8464 | 191.9938 |  | 0.94162 | 1.4617 | 1.7563 | 2.0265 | 2.324 | 2.9285 | 4.1356 | 5.3484 | 6.5436 | 7.9089 | 12.8253 | 27.3792 | 41.7106 | 55.7984 | 69.5856 | 83.021 | 96.299 | 109.7222 | 122.9811 | 136.0834 | 148.5639 | 159.7405 | 170.7599 | 181.5558 | 192.1812 | 198.9966 | 198.0062 | 197.0491 | 196.0396 | 195.1486 | 194.3141 | 193.4669
| Heat pumps - I & C |  | 11.5039 | 12.6499 | 16.1015 | 19.4942 | 22.8928 | 26.3165 | 29.7491 | 33.1996 | 36.6729 | 40.1753 | 43.7075 | 47.1392 | 49.9393 | 52.6891 | 55.3917 | 58.0366 | 83.5199 | 108.749 | 133.7319 | 158.4755 | 182.9883 | 207.278 | 231.3493 | 255.2122 | 278.8697 | 302.3275 | 325.5918 | 348.6663 | 371.5557 | 394.2644 | 416.7985 | 417.671 |  | 12.0994 | 13.4102 | 15.2413 | 17.1201 | 19.0879 | 20.8658 | 22.1289 | 24.2423 | 26.408 | 28.5903 | 30.8143 | 33.3112 | 34.9453 | 36.5543 | 38.1395 | 39.7006 | 41.2385 | 42.7538 | 44.247 | 45.7178 | 47.1694 | 48.6029 | 50.0177 | 51.4156 | 52.796 | 54.16 | 55.5077 | 56.8399 | 58.157 | 59.4599 | 60.7488 | 62.0249 |  | 11.5039 | 12.6499 | 14.5805 | 16.5125 | 18.5115 | 20.3826 | 21.8913 | 24.0391 | 26.2366 | 28.4511 | 30.7065 | 33.1736 | 35.2041 | 37.2057 | 39.1794 | 41.1255 | 43.0459 | 44.9402 | 46.8095 | 48.6543 | 50.476 | 52.2783 | 54.0587 | 55.8188 | 57.5587 | 59.2793 | 60.9821 | 62.6669 | 64.3341 | 65.9842 | 67.6178 | 69.2352 |  | 11.5039 | 12.6499 | 16.0536 | 19.3806 | 22.6957 | 26.0186 | 29.3334 | 32.6492 | 35.971 | 39.3046 | 42.6505 | 45.8815 | 48.4838 | 51.025 | 53.5082 | 55.9243 | 80.2815 | 104.2762 | 127.9193 | 151.2198 | 174.1891 | 196.8366 | 219.1713 | 241.2009 | 262.9331 | 284.3746 | 305.5325 | 326.4122 | 347.0194 | 367.3596 | 387.4393 | 387.3333 |  | 11.5039 | 12.6499 | 16.0536 | 19.3806 | 22.6957 | 26.3194 | 30.2762 | 33.9587 | 37.5341 | 41.0062 | 44.3256 | 71.6727 | 97.7366 | 124.0311 | 149.0677 | 173.7645 | 198.1049 | 222.1006 | 245.7712 | 269.1332 | 292.1887 | 314.9081 | 337.3515 | 359.5498 | 381.5024 | 403.2101 | 402.9327 | 402.8511 | 402.2417 | 402.3974 | 402.5716 | 402.768
| Air conditioning - domestic |  | 0.79728 | 0.8824 | 0.97661 | 1.0809 | 1.1963 | 1.324 | 1.4654 | 1.6218 | 1.795 | 1.9866 | 2.1987 | 2.4335 | 2.4335 | 2.4335 | 2.4335 | 2.4335 | 2.4335 | 2.4335 | 2.4335 | 2.4335 | 2.4335 | 2.4335 | 2.4335 | 2.4335 | 2.4335 | 2.4335 | 2.4335 | 2.4335 | 2.4335 | 2.4335 | 2.4335 | 2.4335 |  | 0.79728 | 0.94687 | 1.1245 | 1.3355 | 1.5861 | 1.8837 | 2.2371 | 2.6569 | 3.1554 | 3.7474 | 4.4505 | 5.2855 | 5.2855 | 5.2855 | 5.2855 | 5.2855 | 5.2855 | 5.2855 | 5.2855 | 5.2855 | 5.2855 | 5.2855 | 5.2855 | 5.2855 | 5.2855 | 5.2855 | 5.2855 | 5.2855 | 5.2855 | 5.2855 | 5.2855 | 5.2855 |  | 0.79728 | 0.8824 | 0.97661 | 1.0809 | 1.1963 | 1.324 | 1.4654 | 1.6218 | 1.795 | 1.9866 | 2.1987 | 2.4335 | 2.4335 | 2.4335 | 2.4335 | 2.4335 | 2.4335 | 2.4335 | 2.4335 | 2.4335 | 2.4335 | 2.4335 | 2.4335 | 2.4335 | 2.4335 | 2.4335 | 2.4335 | 2.4335 | 2.4335 | 2.4335 | 2.4335 | 2.4335 |  | 0.79728 | 0.8824 | 0.97661 | 1.0809 | 1.1963 | 1.324 | 1.4654 | 1.6218 | 1.795 | 1.9866 | 2.1987 | 2.4335 | 2.4335 | 2.4335 | 2.4335 | 2.4335 | 2.4335 | 2.4335 | 2.4335 | 2.4335 | 2.4335 | 2.4335 | 2.4335 | 2.4335 | 2.4335 | 2.4335 | 2.4335 | 2.4335 | 2.4335 | 2.4335 | 2.4335 | 2.4335 |  | 0.79728 | 0.83596 | 0.87651 | 0.91903 | 0.96362 | 1.0104 | 1.0594 | 1.1108 | 1.1647 | 1.2212 | 1.2804 | 1.3425 | 1.3425 | 1.3425 | 1.3425 | 1.3425 | 1.3425 | 1.3425 | 1.3425 | 1.3425 | 1.3425 | 1.3425 | 1.3425 | 1.3425 | 1.3425 | 1.3425 | 1.3425 | 1.3425 | 1.3425 | 1.3425 | 1.3425 | 1.3425
| Air conditioning - I & C |  | 97.1518 | 102.041 | 107.1761 | 112.5697 | 118.2348 | 124.1849 | 130.4344 | 136.9985 | 143.8929 | 151.1343 | 158.74 | 166.7286 | 166.7286 | 166.7286 | 166.7286 | 166.7286 | 166.7286 | 166.7286 | 166.7286 | 166.7286 | 166.7286 | 166.7286 | 166.7286 | 166.7286 | 166.7286 | 166.7286 | 166.7286 | 166.7286 | 166.7286 | 166.7286 | 166.7286 | 166.7286 |  | 97.1518 | 108.9576 | 122.198 | 137.0474 | 153.7012 | 172.3788 | 193.3261 | 216.8189 | 243.1665 | 272.7158 | 305.8559 | 343.0232 | 343.0232 | 343.0232 | 343.0232 | 343.0232 | 343.0232 | 343.0232 | 343.0232 | 343.0232 | 343.0232 | 343.0232 | 343.0232 | 343.0232 | 343.0232 | 343.0232 | 343.0232 | 343.0232 | 343.0232 | 343.0232 | 343.0232 | 343.0232 |  | 97.1518 | 102.041 | 107.1761 | 112.5697 | 118.2348 | 124.1849 | 130.4344 | 136.9985 | 143.8929 | 151.1343 | 158.74 | 166.7286 | 166.7286 | 166.7286 | 166.7286 | 166.7286 | 166.7286 | 166.7286 | 166.7286 | 166.7286 | 166.7286 | 166.7286 | 166.7286 | 166.7286 | 166.7286 | 166.7286 | 166.7286 | 166.7286 | 166.7286 | 166.7286 | 166.7286 | 166.7286 |  | 97.1518 | 102.041 | 107.1761 | 112.5697 | 118.2348 | 124.1849 | 130.4344 | 136.9985 | 143.8929 | 151.1343 | 158.74 | 166.7286 | 166.7286 | 166.7286 | 166.7286 | 166.7286 | 166.7286 | 166.7286 | 166.7286 | 166.7286 | 166.7286 | 166.7286 | 166.7286 | 166.7286 | 166.7286 | 166.7286 | 166.7286 | 166.7286 | 166.7286 | 166.7286 | 166.7286 | 166.7286 |  | 97.1518 | 98.8714 | 100.6213 | 102.4022 | 104.2147 | 106.0592 | 107.9364 | 109.8468 | 111.791 | 113.7697 | 115.7833 | 117.8326 | 117.8326 | 117.8326 | 117.8326 | 117.8326 | 117.8326 | 117.8326 | 117.8326 | 117.8326 | 117.8326 | 117.8326 | 117.8326 | 117.8326 | 117.8326 | 117.8326 | 117.8326 | 117.8326 | 117.8326 | 117.8326 | 117.8326 | 117.8326
| Electric vehicles |  | 3.021 | 4.839 | 16.5166 | 38.9091 | 65.6964 | 96.2428 | 133.5711 | 173.4097 | 222.786 | 274.9701 | 331.968 | 404.1892 | 469.1961 | 523.9066 | 576.102 | 622.5567 | 673.4178 | 720.5912 | 760.1573 | 794.7514 | 823.295 | 847.0233 | 859.2417 | 868.014 | 872.9726 | 875.3372 | 875.4278 | 873.6414 | 870.9244 | 867.24 | 862.7432 | 857.826 |  | 3.0163 | 4.4689 | 11.2352 | 23.923 | 38.978 | 56.1526 | 75.2316 | 94.9216 | 119.856 | 146.4963 | 176.0432 | 207.8755 | 239.0345 | 268.4247 | 299.5949 | 330.1169 | 360.2971 | 393.2349 | 427.5583 | 462.8441 | 499.1951 | 545.0718 | 580.9319 | 610.9391 | 636.3528 | 658.3928 | 677.4968 | 692.4872 | 705.1077 | 715.385 | 722.6587 | 727.9382 |  | 2.9854 | 4.429 | 11.4563 | 27.203 | 47.6542 | 71.2224 | 98.6501 | 127.154 | 161.9407 | 199.4667 | 241.5993 | 290.1738 | 334.2175 | 374.7701 | 415.1272 | 454.0201 | 502.928 | 547.4738 | 583.8753 | 614.4675 | 641.8755 | 665.5452 | 680.5843 | 693.0207 | 701.7927 | 708.392 | 712.2512 | 713.3623 | 713.1116 | 711.6625 | 708.1935 | 703.9496 |  | 3.021 | 4.839 | 16.3667 | 38.2026 | 63.9065 | 92.7463 | 127.507 | 163.9698 | 208.6577 | 255.0893 | 305.0673 | 368.0071 | 426.7892 | 476.0998 | 523.0293 | 564.658 | 610.195 | 652.3006 | 687.4396 | 718.0123 | 743.0584 | 763.7074 | 773.9419 | 781.0493 | 784.7083 | 786.0245 | 785.2922 | 782.8735 | 779.6206 | 775.5035 | 770.6633 | 765.4521 |  | 3.021 | 4.8375 | 16.3601 | 38.1854 | 63.8776 | 92.6906 | 127.235 | 163.3282 | 208.2561 | 255.076 | 305.6881 | 373.5875 | 438.7749 | 493.0447 | 544.0787 | 588.708 | 629.3742 | 666.0315 | 697.8909 | 725.0365 | 748.5636 | 767.9941 | 777.347 | 783.7088 | 786.9411 | 787.7324 | 786.4606 | 783.5319 | 779.8072 | 775.3634 | 770.2783 | 764.9329
Demand (MW) for low carbon technologies and air conditioning across the network at 4:30 pm on a December day and at 9:00 am on a May day
Click + to view
Click + to view
Click + to view
CLICK HERE TO
RETURN TO CONTENTS
Click + to view
Click + to view

## DG and Storage Breakdown
| Central Outlook | [32 empty] | Steady Progression | [32 empty] | System Trasformation | [32 empty] | Consumer Transformation | [32 empty] | Leading the Way
DG / storage type | (Years as financial years, ie 2051 is FY2050/51) | 2020 | 2021 | 2022 | 2023 | 2024 | 2025 | 2026 | 2027 | 2028 | 2029 | 2030 | 2031 | 2032 | 2033 | 2034 | 2035 | 2036 | 2037 | 2038 | 2039 | 2040 | 2041 | 2042 | 2043 | 2044 | 2045 | 2046 | 2047 | 2048 | 2049 | 2050 | 2051 | (Years as financial years, ie 2051 is FY2050/51) | 2020 | 2021 | 2022 | 2023 | 2024 | 2025 | 2026 | 2027 | 2028 | 2029 | 2030 | 2031 | 2032 | 2033 | 2034 | 2035 | 2036 | 2037 | 2038 | 2039 | 2040 | 2041 | 2042 | 2043 | 2044 | 2045 | 2046 | 2047 | 2048 | 2049 | 2050 | 2051 | (Years as financial years, ie 2051 is FY2050/51) | 2020 | 2021 | 2022 | 2023 | 2024 | 2025 | 2026 | 2027 | 2028 | 2029 | 2030 | 2031 | 2032 | 2033 | 2034 | 2035 | 2036 | 2037 | 2038 | 2039 | 2040 | 2041 | 2042 | 2043 | 2044 | 2045 | 2046 | 2047 | 2048 | 2049 | 2050 | 2051 | (Years as financial years, ie 2051 is FY2050/51) | 2020 | 2021 | 2022 | 2023 | 2024 | 2025 | 2026 | 2027 | 2028 | 2029 | 2030 | 2031 | 2032 | 2033 | 2034 | 2035 | 2036 | 2037 | 2038 | 2039 | 2040 | 2041 | 2042 | 2043 | 2044 | 2045 | 2046 | 2047 | 2048 | 2049 | 2050 | 2051 | (Years as financial years, ie 2051 is FY2050/51) | 2020 | 2021 | 2022 | 2023 | 2024 | 2025 | 2026 | 2027 | 2028 | 2029 | 2030 | 2031 | 2032 | 2033 | 2034 | 2035 | 2036 | 2037 | 2038 | 2039 | 2040 | 2041 | 2042 | 2043 | 2044 | 2045 | 2046 | 2047 | 2048 | 2049 | 2050 | 2051
Domestic PV (<10kW) |  | 176.7967 | 180.9975 | 187.1763 | 195.5694 | 206.8583 | 222.7717 | 243.54 | 270.1347 | 302.5134 | 338.7787 | 379.763 | 426.3481 | 475.503 | 526.2478 | 578.3072 | 631.1418 | 684.5159 | 738.3483 | 792.2885 | 845.9923 | 899.1207 | 950.9076 | 995.4342 | 1040.4619 | 1083.3339 | 1122.4356 | 1159.2556 | 1196.1136 | 1221.3616 | 1251.0434 | 1279.8925 | 1297.5259 |  | 176.7967 | 178.2729 | 180.0578 | 182.0828 | 184.4111 | 187.3283 | 190.6983 | 194.6686 | 199.2526 | 204.3462 | 210.0456 | 216.4137 | 223.4914 | 231.3351 | 240.0024 | 249.5513 | 260.0401 | 271.5262 | 284.0658 | 297.7126 | 312.5078 | 328.0853 | 339.226 | 353.5669 | 368.4894 | 382.2483 | 396.154 | 412.4729 | 419.3959 | 432.5079 | 446.7812 | 454.9185 |  | 176.7967 | 180.3927 | 184.5888 | 189.3932 | 195.0381 | 202.0708 | 210.4123 | 220.3065 | 231.5919 | 244.0089 | 258.0024 | 273.8468 | 291.1291 | 309.7998 | 329.9252 | 351.2136 | 373.7802 | 398.0202 | 423.9415 | 451.5355 | 480.7665 | 511.1323 | 536.8149 | 565.3423 | 594.0423 | 621.1603 | 648.0118 | 676.8372 | 695.8304 | 720.6666 | 746.2186 | 762.3622 |  | 176.7967 | 180.9975 | 187.1763 | 195.5694 | 206.8583 | 222.7717 | 243.54 | 270.1347 | 302.5134 | 338.7787 | 379.763 | 426.3481 | 475.503 | 526.2478 | 578.3072 | 631.1418 | 684.5159 | 738.3483 | 792.2885 | 845.9923 | 899.1207 | 950.9076 | 995.4342 | 1040.4619 | 1083.3339 | 1122.4356 | 1159.2556 | 1196.1136 | 1221.3616 | 1251.0434 | 1279.8925 | 1297.5259 |  | 176.7967 | 180.3927 | 184.5888 | 189.3932 | 195.0381 | 202.0708 | 210.4123 | 220.3065 | 231.5919 | 244.0089 | 258.0024 | 273.8468 | 291.1291 | 309.7998 | 329.9252 | 351.2136 | 373.7802 | 398.0202 | 423.9415 | 451.5355 | 480.7665 | 511.1323 | 536.8149 | 565.3423 | 594.0423 | 621.1603 | 648.0118 | 676.8372 | 695.8304 | 720.6666 | 746.2186 | 762.3622
Small industrial & commercial PV (<250kW) |  | 72.5749 | 74.3685 | 76.6518 | 79.4143 | 82.7527 | 86.8662 | 91.6275 | 97.0779 | 103.0986 | 109.5028 | 116.3934 | 123.8322 | 131.5929 | 139.6154 | 147.8938 | 156.4027 | 165.1406 | 174.1191 | 183.3291 | 192.7612 | 202.4004 | 212.2143 | 221.1896 | 230.4238 | 239.3957 | 248.4114 | 255.8775 | 265.624 | 273.6059 | 282.1468 | 290.1229 | 296.2154 |  | 72.5749 | 73.3138 | 74.1667 | 75.102 | 76.1445 | 77.3849 | 78.7564 | 80.2967 | 81.9951 | 83.8146 | 85.7783 | 87.8906 | 90.1514 | 92.5663 | 95.1405 | 97.8791 | 100.7869 | 103.8685 | 107.1281 | 110.5696 | 114.1906 | 117.9724 | 120.9248 | 124.1502 | 127.128 | 130.1647 | 131.6676 | 135.4671 | 137.5187 | 140.1466 | 142.2274 | 143.9863 |  | 72.5749 | 74.2226 | 76.0193 | 77.9558 | 80.1059 | 82.5904 | 85.3475 | 88.3916 | 91.6469 | 95.0653 | 98.7361 | 102.6888 | 106.8541 | 111.2222 | 115.7999 | 120.5432 | 125.4688 | 130.6313 | 136.0313 | 141.6688 | 147.5371 | 153.6106 | 158.8676 | 164.4028 | 169.6953 | 175.0511 | 178.8774 | 185.0042 | 189.3867 | 194.3486 | 198.7664 | 202.2117 |  | 72.5749 | 74.3685 | 76.6518 | 79.4143 | 82.7527 | 86.8662 | 91.6275 | 97.0779 | 103.0986 | 109.5028 | 116.3934 | 123.8322 | 131.5929 | 139.6154 | 147.8938 | 156.4027 | 165.1406 | 174.1191 | 183.3291 | 192.7612 | 202.4004 | 212.2143 | 221.1896 | 230.4238 | 239.3957 | 248.4114 | 255.8775 | 265.624 | 273.6059 | 282.1468 | 290.1229 | 296.2154 |  | 72.5749 | 74.2226 | 76.0193 | 77.9558 | 80.1059 | 82.5904 | 85.3475 | 88.3916 | 91.6469 | 95.0653 | 98.7361 | 102.6888 | 106.8541 | 111.2222 | 115.7999 | 120.5432 | 125.4688 | 130.6313 | 136.0313 | 141.6688 | 147.5371 | 153.6106 | 158.8676 | 164.4028 | 169.6953 | 175.0511 | 178.8774 | 185.0042 | 189.3867 | 194.3486 | 198.7664 | 202.2117
Large PV (>250kW) |  | 167.2969 | 168.6269 | 184.5923 | 263.5923 | 279.5908 | 296.5073 | 314.1121 | 382.0868 | 400.2062 | 418.28 | 436.3096 | 454.2914 | 472.209 | 489.9742 | 507.5663 | 524.9859 | 542.2338 | 559.3104 | 576.2163 | 592.952 | 609.5178 | 625.9132 | 642.0912 | 658.1252 | 673.9166 | 689.1306 | 697.2182 | 707.6283 | 722.4492 | 736.9628 | 751.325 | 761.5255 |  | 167.2969 | 167.2969 | 179.8609 | 179.8609 | 188.2206 | 196.8992 | 205.7992 | 214.8567 | 223.2456 | 230.8553 | 237.8994 | 245.666 | 254.3048 | 263.9452 | 272.8232 | 281.3024 | 289.0327 | 297.1512 | 305.1194 | 312.9423 | 320.6247 | 328.1706 | 335.5506 | 342.8485 | 349.9684 | 356.5779 | 356.1303 | 358.0768 | 364.5079 | 370.7072 | 376.8327 | 380.9111 |  | 167.2969 | 168.6269 | 184.5923 | 263.5923 | 279.5908 | 296.5073 | 314.1121 | 332.1868 | 350.3062 | 368.38 | 386.4096 | 404.3914 | 422.309 | 440.0742 | 457.6663 | 475.0859 | 492.3338 | 509.4104 | 526.3163 | 543.052 | 559.6178 | 576.0132 | 592.1912 | 608.2252 | 624.0166 | 639.2306 | 647.3182 | 657.7283 | 672.5492 | 687.0628 | 701.425 | 711.6255 |  | 167.2969 | 168.6269 | 184.5923 | 263.5923 | 279.5908 | 296.5073 | 314.1121 | 382.0868 | 400.2062 | 418.28 | 436.3096 | 454.2914 | 472.209 | 489.9742 | 507.5663 | 524.9859 | 542.2338 | 559.3104 | 576.2163 | 592.952 | 609.5178 | 625.9132 | 642.0912 | 658.1252 | 673.9166 | 689.1306 | 697.2182 | 707.6283 | 722.4492 | 736.9628 | 751.325 | 761.5255 |  | 167.2969 | 168.6269 | 184.5923 | 263.5923 | 283.0756 | 303.0734 | 323.2833 | 343.5004 | 363.6036 | 383.5716 | 403.4049 | 423.0988 | 442.6341 | 462.0028 | 481.2033 | 500.2349 | 519.0968 | 537.7884 | 556.3089 | 574.6576 | 592.8338 | 610.8362 | 628.6191 | 646.2557 | 663.647 | 680.4575 | 690.1379 | 702.1365 | 718.5413 | 734.6337 | 750.5692 | 761.9415
Domestic wind farm (<15kW) |  | 1.6938 | 1.6938 | 1.6938 | 1.6938 | 1.6938 | 1.6904 | 1.675 | 1.6269 | 1.5562 | 1.4988 | 1.3794 | 1.1889 | 0.93506 | 0.63012 | 0.42491 | 0.25354 | 0.17994 | 0.10782 | 0.041599 | 0.01241 | 0.0030105 | 0.001819 | 0.00057615 | 0.00062214 | 0.00066341 | 0.00070587 | 0.00074499 | 0.00078116 | 0.00081397 | 0.00084428 | 0.00087261 | 0.0008921 |  | 1.6938 | 1.6938 | 1.6938 | 1.6938 | 1.6938 | 1.6904 | 1.6749 | 1.6268 | 1.5562 | 1.4987 | 1.3793 | 1.1888 | 0.93493 | 0.62996 | 0.42472 | 0.25332 | 0.17968 | 0.10754 | 0.041274 | 0.012047 | 0.0026082 | 0.0013777 | 9.586e-05 | 0.00010309 | 0.00010704 | 0.00011374 | 0.00011994 | 0.00012572 | 0.00013096 | 0.00013575 | 0.00014017 | 0.00014317 |  | 1.6938 | 1.6938 | 1.6938 | 1.6938 | 1.6938 | 1.6904 | 1.675 | 1.6269 | 1.5562 | 1.4988 | 1.3794 | 1.1889 | 0.93506 | 0.63012 | 0.42491 | 0.25354 | 0.17994 | 0.10782 | 0.041599 | 0.01241 | 0.0030105 | 0.001819 | 0.00057615 | 0.00062214 | 0.00066341 | 0.00070587 | 0.00074499 | 0.00078116 | 0.00081397 | 0.00084428 | 0.00087261 | 0.0008921 |  | 1.6938 | 1.6941 | 1.6949 | 1.6962 | 1.6972 | 1.6949 | 1.6806 | 1.6339 | 1.5645 | 1.5082 | 1.3897 | 1.1998 | 0.94658 | 0.64221 | 0.43749 | 0.26663 | 0.19345 | 0.12171 | 0.055765 | 0.026814 | 0.017479 | 0.016101 | 0.014288 | 0.013546 | 0.012771 | 0.011879 | 0.011018 | 0.010009 | 0.0090861 | 0.008174 | 0.0074734 | 0.0069471 |  | 1.6938 | 1.6941 | 1.6949 | 1.6962 | 1.6972 | 1.6949 | 1.6806 | 1.6339 | 1.5645 | 1.5082 | 1.3897 | 1.1998 | 0.94658 | 0.64221 | 0.43749 | 0.26663 | 0.19345 | 0.12171 | 0.055765 | 0.026814 | 0.017479 | 0.016101 | 0.014288 | 0.013546 | 0.012771 | 0.011879 | 0.011018 | 0.010009 | 0.0090861 | 0.008174 | 0.0074734 | 0.0069471
Small industrial & commercial wind farm (<100kW) |  | 3.5645 | 3.5645 | 3.5645 | 3.5645 | 3.5645 | 3.5645 | 3.5623 | 3.5303 | 3.4438 | 3.3225 | 3.1807 | 2.9577 | 2.5963 | 2.09 | 1.4767 | 0.99216 | 0.59211 | 0.40439 | 0.23577 | 0.11897 | 0.041092 | 4.4445e-05 | 4.8455e-05 | 5.2463e-05 | 5.6331e-05 | 6.0046e-05 | 6.3526e-05 | 6.6776e-05 | 6.9774e-05 | 7.2563e-05 | 7.5156e-05 | 7.6959e-05 |  | 3.5645 | 3.5645 | 3.5645 | 3.5645 | 3.5645 | 3.5645 | 3.5623 | 3.5303 | 3.4438 | 3.3225 | 3.1807 | 2.9577 | 2.5962 | 2.09 | 1.4767 | 0.99214 | 0.59209 | 0.40437 | 0.23575 | 0.11894 | 0.041057 | 6.5053e-06 | 7.0548e-06 | 7.6037e-06 | 8.1303e-06 | 8.6373e-06 | 9.1119e-06 | 9.5555e-06 | 9.9636e-06 | 1.0342e-05 | 1.0691e-05 | 1.0933e-05 |  | 3.5645 | 3.5645 | 3.5645 | 3.5645 | 3.5645 | 3.5645 | 3.5623 | 3.5303 | 3.4438 | 3.3225 | 3.1807 | 2.9577 | 2.5963 | 2.09 | 1.4767 | 0.99216 | 0.59211 | 0.40439 | 0.23577 | 0.11897 | 0.041092 | 4.4445e-05 | 4.8455e-05 | 5.2463e-05 | 5.6331e-05 | 6.0046e-05 | 6.3526e-05 | 6.6776e-05 | 6.9774e-05 | 7.2563e-05 | 7.5156e-05 | 7.6959e-05 |  | 3.5645 | 3.5645 | 3.5648 | 3.565 | 3.5653 | 3.5655 | 3.5634 | 3.5317 | 3.4453 | 3.3242 | 3.1825 | 2.9597 | 2.5983 | 2.0921 | 1.4789 | 0.99437 | 0.59437 | 0.40669 | 0.23809 | 0.1213 | 0.043397 | 0.0022847 | 0.0021475 | 0.0019743 | 0.0018081 | 0.0016232 | 0.0014729 | 0.0012969 | 0.0011482 | 0.0010079 | 0.00089956 | 0.0008197 |  | 3.5645 | 3.5645 | 3.5648 | 3.565 | 3.5653 | 3.5655 | 3.5634 | 3.5317 | 3.4453 | 3.3242 | 3.1825 | 2.9597 | 2.5983 | 2.0921 | 1.4789 | 0.99437 | 0.59437 | 0.40669 | 0.23809 | 0.1213 | 0.043397 | 0.0022847 | 0.0021475 | 0.0019743 | 0.0018081 | 0.0016232 | 0.0014729 | 0.0012969 | 0.0011482 | 0.0010079 | 0.00089956 | 0.0008197
Large wind farm (>100kW) |  | 1039.961 | 1039.961 | 1039.961 | 1055.661 | 1067.4615 | 1079.439 | 1092.1236 | 1105.4081 | 1118.8084 | 1131.173 | 1142.5196 | 1154.413 | 1166.5999 | 1178.3033 | 1189.9293 | 1200.1607 | 1211.7522 | 1223.3379 | 1234.9178 | 1246.4919 | 1258.0602 | 1269.6226 | 1281.4434 | 1293.6273 | 1305.754 | 1317.8394 | 1329.8744 | 1341.8534 | 1353.7876 | 1365.6847 | 1377.5431 | 1386.4117 |  | 1039.961 | 1039.961 | 1039.961 | 1039.961 | 1045.4819 | 1052.2142 | 1059.9644 | 1067.9773 | 1075.9102 | 1082.8429 | 1088.2139 | 1094.0463 | 1100.4115 | 1107.076 | 1112.4486 | 1117.346 | 1121.467 | 1126.1342 | 1130.6818 | 1135.1115 | 1139.4251 | 1143.6244 | 1147.7113 | 1151.6877 | 1155.5554 | 1159.3164 | 1162.9726 | 1166.526 | 1169.9785 | 1173.3321 | 1176.5886 | 1178.9686 |  | 1039.961 | 1039.961 | 1039.961 | 1055.661 | 1067.4615 | 1079.439 | 1092.1236 | 1105.4081 | 1118.8084 | 1131.173 | 1142.5196 | 1154.413 | 1166.5999 | 1178.3033 | 1189.9293 | 1200.1607 | 1211.7522 | 1223.3379 | 1234.9178 | 1246.4919 | 1258.0602 | 1269.6226 | 1281.4434 | 1293.6273 | 1305.754 | 1317.8394 | 1329.8744 | 1341.8534 | 1353.7876 | 1365.6847 | 1377.5431 | 1386.4117 |  | 1039.961 | 1039.961 | 1039.961 | 1055.661 | 1075.3686 | 1096.0064 | 1117.1843 | 1138.9622 | 1161.1954 | 1183.8726 | 1206.1361 | 1229.3818 | 1252.9773 | 1275.6506 | 1299.5635 | 1321.6205 | 1346.1032 | 1370.3133 | 1395.8185 | 1421.8688 | 1447.2487 | 1473.06 | 1498.3085 | 1523.5863 | 1548.8524 | 1574.1369 | 1599.5063 | 1624.8181 | 1650.2419 | 1675.7335 | 1701.3692 | 1720.6087 |  | 1039.961 | 1039.961 | 1039.961 | 1055.661 | 1075.3686 | 1096.0064 | 1117.1843 | 1138.9622 | 1161.1954 | 1183.8726 | 1206.1361 | 1229.3818 | 1252.9773 | 1275.6506 | 1299.5635 | 1321.6205 | 1346.1032 | 1370.3133 | 1395.8185 | 1421.8688 | 1447.2487 | 1473.06 | 1498.3085 | 1523.5863 | 1548.8524 | 1574.1369 | 1599.5063 | 1624.8181 | 1650.2419 | 1675.7335 | 1701.3692 | 1720.6087
Domestic micro-CHP |  | 0.11248 | 0.31925 | 0.50918 | 0.69416 | 0.88121 | 1.066 | 1.2707 | 1.4466 | 1.6408 | 1.8233 | 1.9896 | 2.1475 | 2.1475 | 2.1475 | 2.1475 | 2.1475 | 2.1475 | 2.1475 | 2.1475 | 2.1475 | 2.1475 | 2.1475 | 2.1475 | 2.1475 | 2.1475 | 2.1475 | 2.1475 | 2.1475 | 2.1475 | 2.1475 | 2.1475 | 2.1475 |  | 0.11248 | 0.58184 | 0.9875 | 1.4334 | 1.8732 | 2.3241 | 2.8235 | 3.2952 | 3.7927 | 4.2629 | 4.6599 | 5.0294 | 5.0294 | 5.0294 | 5.0294 | 5.0294 | 5.0294 | 5.0294 | 5.0294 | 5.0294 | 5.0294 | 5.0294 | 5.0294 | 5.0294 | 5.0294 | 5.0294 | 5.0294 | 5.0294 | 5.0294 | 5.0294 | 5.0294 | 5.0294 |  | 0.11248 | 0.31925 | 0.50918 | 0.69416 | 0.88121 | 1.066 | 1.2707 | 1.4466 | 1.6408 | 1.8233 | 1.9896 | 2.1475 | 2.1475 | 2.1475 | 2.1475 | 2.1475 | 2.1475 | 2.1475 | 2.1475 | 2.1475 | 2.1475 | 2.1475 | 2.1475 | 2.1475 | 2.1475 | 2.1475 | 2.1475 | 2.1475 | 2.1475 | 2.1475 | 2.1475 | 2.1475 |  | 0.11248 | 0.31925 | 0.50918 | 0.69416 | 0.88121 | 1.066 | 1.2707 | 1.4466 | 1.6408 | 1.8233 | 1.9896 | 2.1475 | 2.1475 | 2.1475 | 2.1475 | 2.1475 | 2.1475 | 2.1475 | 2.1475 | 2.1475 | 2.1475 | 2.1475 | 2.1475 | 2.1475 | 2.1475 | 2.1475 | 2.1475 | 2.1475 | 2.1475 | 2.1475 | 2.1475 | 2.1475 |  | 0.11248 | 0.060069 | 0.060258 | 0.060753 | 0.061205 | 0.061649 | 0.062131 | 0.062535 | 0.063005 | 0.063472 | 0.063892 | 0.06438 | 0.06438 | 0.06438 | 0.06438 | 0.06438 | 0.06438 | 0.060088 | 0.055796 | 0.051504 | 0.047212 | 0.04292 | 0.038628 | 0.034336 | 0.030044 | 0.025752 | 0.02146 | 0.017168 | 0.012876 | 0.008584 | 0.004292 | 0
Industrial & commercial CHP |  | 311.1273 | 322.1263 | 338.8323 | 338.8323 | 338.8323 | 338.8323 | 338.8323 | 338.8323 | 338.8323 | 338.8323 | 338.8323 | 338.8323 | 338.8323 | 338.8323 | 338.8323 | 338.8323 | 338.8323 | 338.7905 | 338.7187 | 338.5236 | 337.9945 | 336.5645 | 332.738 | 322.7629 | 298.4425 | 247.7063 | 169.4161 | 91.126 | 40.3898 | 16.0694 | 6.0943 | 0 |  | 311.1273 | 322.1263 | 338.8323 | 338.8323 | 338.8323 | 338.8323 | 338.8323 | 338.8323 | 338.8323 | 338.8323 | 338.8323 | 338.8323 | 338.8323 | 338.8323 | 338.8323 | 338.8323 | 338.8323 | 338.7993 | 338.7426 | 338.5887 | 338.1713 | 337.0431 | 334.0239 | 326.1537 | 306.9651 | 266.9347 | 205.1644 | 143.3942 | 103.3638 | 84.1752 | 76.3049 | 73.2858 |  | 311.1273 | 322.1263 | 338.8323 | 338.8323 | 338.8323 | 338.8323 | 338.8323 | 338.8323 | 338.8323 | 338.8323 | 338.8323 | 338.8323 | 338.8323 | 338.8323 | 338.8323 | 338.8323 | 338.8323 | 338.7905 | 338.7187 | 338.5236 | 337.9945 | 336.5645 | 332.738 | 322.7629 | 298.4425 | 247.7063 | 169.4161 | 91.126 | 40.3898 | 16.0694 | 6.0943 | 0 |  | 311.1273 | 322.1263 | 338.8323 | 338.8323 | 338.8323 | 338.8323 | 338.8323 | 338.8323 | 338.8323 | 338.8323 | 338.8323 | 338.8323 | 338.8323 | 338.8323 | 338.8323 | 338.8323 | 338.8323 | 338.7905 | 338.7187 | 338.5236 | 337.9945 | 336.5645 | 332.738 | 322.7629 | 298.4425 | 247.7063 | 169.4161 | 91.126 | 40.3898 | 16.0694 | 6.0943 | 0 |  | 311.1273 | 311.1273 | 315.0083 | 315.0083 | 315.0083 | 315.0083 | 315.0083 | 315.0083 | 315.0083 | 315.0083 | 315.0083 | 315.0083 | 315.0083 | 315.0083 | 315.0083 | 315.0083 | 315.0083 | 312.327 | 308.2052 | 302.8353 | 295.5922 | 285.3505 | 269.8599 | 243.8701 | 191.6304 | 34.3884 | 0 | 0 | 0 | 0 | 0 | 0
Flexible generation |  | 543.719 | 767.171 | 1011.196 | 1596.196 | 1596.196 | 1596.196 | 1596.196 | 1644.196 | 1644.196 | 1644.196 | 1644.196 | 1644.196 | 1644.196 | 1630.6787 | 1621.74 | 1608.2358 | 1588.0311 | 1557.6775 | 1512.5858 | 1447.9082 | 1359.5199 | 1246.8031 | 1113.5027 | 963.8184 | 785.467 | 462.7209 | 367.4401 | 328.9042 | 303.508 | 287.3869 | 277.3388 | 271.045 |  | 543.719 | 767.171 | 1011.196 | 1596.196 | 1596.196 | 1596.196 | 1596.196 | 1644.196 | 1644.196 | 1644.196 | 1644.196 | 1644.196 | 1644.196 | 1636.4667 | 1631.4979 | 1623.4374 | 1610.6289 | 1590.4835 | 1559.7993 | 1514.7846 | 1452.8257 | 1374.0185 | 1281.7804 | 1180.7473 | 1068.68 | 933.8539 | 775.4303 | 631.0298 | 537.2793 | 489.1443 | 466.729 | 452.9039 |  | 543.719 | 767.171 | 1011.196 | 1596.196 | 1596.196 | 1596.196 | 1596.196 | 1644.196 | 1644.196 | 1644.196 | 1644.196 | 1644.196 | 1644.196 | 1630.6787 | 1621.74 | 1608.2358 | 1588.0311 | 1557.6775 | 1512.5858 | 1447.9082 | 1359.5199 | 1246.8031 | 1113.5027 | 963.8184 | 785.467 | 462.7209 | 367.4401 | 328.9042 | 303.508 | 287.3869 | 277.3388 | 271.045 |  | 543.719 | 767.171 | 1011.196 | 1596.196 | 1596.196 | 1596.196 | 1596.196 | 1644.196 | 1644.196 | 1644.196 | 1644.196 | 1644.196 | 1644.196 | 1630.6787 | 1621.74 | 1608.2358 | 1588.0311 | 1557.6775 | 1512.5858 | 1447.9082 | 1359.5199 | 1246.8031 | 1113.5027 | 963.8184 | 785.467 | 462.7209 | 367.4401 | 328.9042 | 303.508 | 287.3869 | 277.3388 | 271.045 |  | 543.719 | 697.719 | 880.154 | 880.154 | 880.154 | 880.154 | 880.154 | 928.154 | 928.154 | 928.154 | 928.154 | 928.154 | 928.154 | 920.2678 | 912.1966 | 900.016 | 881.3347 | 852.2963 | 806.6979 | 731.4552 | 576.5099 | 476.9903 | 392.5705 | 308.1507 | 233.31 | 173.6993 | 130.1456 | 100.3058 | 80.6653 | 68.1918 | 60.4045 | 48
Biomass generation |  | 47.909 | 47.909 | 52.909 | 52.909 | 55.409 | 57.909 | 60.409 | 62.909 | 65.409 | 67.909 | 70.409 | 72.909 | 75.409 | 77.909 | 80.409 | 82.909 | 85.409 | 85.409 | 85.409 | 85.409 | 85.409 | 85.409 | 85.409 | 85.409 | 85.409 | 85.409 | 85.409 | 85.409 | 85.409 | 85.409 | 85.409 | 85.409 |  | 47.909 | 47.909 | 47.909 | 47.909 | 48.5025 | 49.096 | 49.6895 | 50.2829 | 50.8764 | 51.4699 | 52.0634 | 52.6569 | 52.6569 | 52.6569 | 52.6569 | 52.6569 | 52.6569 | 52.6569 | 52.6569 | 52.6569 | 52.6569 | 52.6569 | 52.6569 | 52.6569 | 52.6569 | 52.6569 | 52.6569 | 52.6569 | 52.6569 | 52.6569 | 52.6569 | 52.6569 |  | 47.909 | 47.909 | 52.909 | 52.909 | 55.409 | 57.909 | 60.409 | 62.909 | 65.409 | 67.909 | 70.409 | 72.909 | 75.409 | 77.909 | 80.409 | 82.909 | 85.409 | 85.409 | 85.409 | 85.409 | 85.409 | 85.409 | 85.409 | 85.409 | 85.409 | 85.409 | 85.409 | 85.409 | 85.409 | 85.409 | 85.409 | 85.409 |  | 47.909 | 47.909 | 52.909 | 52.909 | 55.409 | 57.909 | 60.409 | 62.909 | 65.409 | 67.909 | 70.409 | 72.909 | 75.409 | 77.909 | 80.409 | 82.909 | 85.409 | 85.409 | 85.409 | 85.409 | 85.409 | 85.409 | 85.409 | 85.409 | 85.409 | 85.409 | 85.409 | 85.409 | 85.409 | 85.409 | 85.409 | 85.409 |  | 47.909 | 47.909 | 52.909 | 52.909 | 57.909 | 62.909 | 67.909 | 72.909 | 77.909 | 82.909 | 87.909 | 92.909 | 97.909 | 102.909 | 107.909 | 112.909 | 117.909 | 122.909 | 127.909 | 132.909 | 137.909 | 142.909 | 142.909 | 142.909 | 142.909 | 142.909 | 142.909 | 142.909 | 142.909 | 142.909 | 142.909 | 142.909
Other generation (hydro, waste, biogas etc) |  | 154.5542 | 154.5542 | 155.5542 | 309.5442 | 311.2832 | 313.0221 | 314.7611 | 316.5001 | 318.2391 | 319.978 | 321.717 | 323.4559 | 325.1948 | 326.9335 | 328.6719 | 330.4091 | 332.1432 | 332.1301 | 332.0946 | 331.9981 | 331.7363 | 331.0288 | 329.1355 | 324.2 | 312.1667 | 287.0633 | 248.3268 | 209.5903 | 184.487 | 172.4537 | 167.5182 | 164.5028 |  | 154.5542 | 154.5542 | 155.5542 | 309.5442 | 310.186 | 310.8279 | 311.4697 | 312.1116 | 312.7534 | 313.3952 | 314.0371 | 314.6789 | 314.6788 | 314.6786 | 314.6781 | 314.6767 | 314.6729 | 314.6626 | 314.6346 | 314.5584 | 314.3519 | 313.7936 | 312.2998 | 308.4058 | 298.9116 | 279.1053 | 248.5425 | 217.9798 | 198.1734 | 188.6793 | 184.7852 | 183.2914 |  | 154.5542 | 154.5542 | 155.5542 | 155.5542 | 157.2932 | 159.0321 | 160.6939 | 162.4065 | 164.1152 | 165.8193 | 167.5181 | 169.2103 | 170.8945 | 172.5688 | 174.2308 | 175.877 | 177.5025 | 177.3617 | 177.183 | 176.9501 | 176.6361 | 176.192 | 175.5204 | 174.3936 | 172.1286 | 165.3109 | 164.5028 | 164.5028 | 164.5028 | 164.5028 | 164.5028 | 164.5028 |  | 154.5542 | 154.5542 | 155.5542 | 309.5442 | 311.5469 | 313.5496 | 315.5522 | 317.5549 | 319.5576 | 321.5603 | 323.5629 | 325.5656 | 327.5682 | 329.5706 | 331.5726 | 333.5735 | 335.5714 | 336.0583 | 336.5228 | 336.9263 | 337.1645 | 336.957 | 335.0637 | 330.1282 | 318.0949 | 292.9916 | 254.2551 | 215.5186 | 190.4152 | 178.3819 | 173.4464 | 170.4311 |  | 154.5542 | 154.5542 | 155.5542 | 155.5542 | 159.0205 | 162.4868 | 165.8759 | 169.3158 | 172.7518 | 176.1833 | 179.6094 | 183.0289 | 186.4405 | 189.8422 | 193.2315 | 196.605 | 199.9579 | 203.047 | 206.0983 | 209.0955 | 212.0114 | 214.7974 | 214.1257 | 212.9989 | 210.7339 | 203.9163 | 203.1082 | 203.1082 | 203.1082 | 203.1082 | 203.1082 | 203.1082
Domestic storage |  | 0.68326 | 1.3065 | 2.1598 | 3.4087 | 5.1904 | 7.7264 | 10.7922 | 14.8109 | 19.5366 | 25.2093 | 33.1042 | 42.0152 | 54.4538 | 67.9906 | 84.6629 | 101.9187 | 120.3692 | 139.1548 | 158.0385 | 175.8934 | 194.7172 | 213.8108 | 232.1604 | 250.3803 | 266.8257 | 283.4831 | 299.6647 | 314.9082 | 329.6287 | 344.4914 | 356.1107 | 367.9542 |  | 0.68326 | 0.41225 | 0.67796 | 1.0524 | 1.5677 | 2.313 | 3.2946 | 4.6458 | 6.2507 | 8.047 | 10.3235 | 12.6153 | 15.5974 | 18.3997 | 21.749 | 24.9583 | 28.2661 | 31.5119 | 34.7165 | 37.6563 | 40.8958 | 44.3123 | 47.7206 | 51.2784 | 54.1416 | 57.5045 | 60.9371 | 64.1443 | 67.3271 | 70.8826 | 72.7915 | 75.571 |  | 0.68326 | 1.3065 | 2.1598 | 3.3973 | 5.1185 | 7.482 | 10.1747 | 13.4329 | 16.8761 | 20.5543 | 25.3358 | 30.2516 | 36.9809 | 43.6536 | 51.8139 | 59.9741 | 68.6424 | 77.4044 | 86.2628 | 94.7822 | 104.1519 | 114.0782 | 124.0964 | 134.5419 | 143.8503 | 153.9892 | 164.2765 | 174.2274 | 184.215 | 194.8909 | 202.8396 | 211.9188 |  | 0.68326 | 1.3065 | 2.1598 | 3.4087 | 5.1904 | 7.7264 | 10.7922 | 14.8109 | 19.5366 | 25.2093 | 33.1042 | 42.0152 | 54.4538 | 67.9906 | 84.6629 | 101.9187 | 120.3692 | 139.1548 | 158.0385 | 175.8934 | 194.7172 | 213.8108 | 232.1604 | 250.3803 | 266.8257 | 283.4831 | 299.6647 | 314.9082 | 329.6287 | 344.4914 | 356.1107 | 367.9542 |  | 0.68326 | 4.9069 | 7.0457 | 9.4632 | 12.1546 | 15.3692 | 18.9486 | 23.2887 | 27.7561 | 32.4832 | 38.6466 | 44.8387 | 53.3958 | 61.7209 | 71.7997 | 81.745 | 92.1743 | 102.7105 | 113.2629 | 123.4256 | 134.5283 | 146.2394 | 158.1085 | 170.5016 | 181.4669 | 193.4894 | 205.6788 | 217.4366 | 229.2177 | 241.8315 | 251.0414 | 261.7983
Large storage |  | 83.4 | 153.3 | 246.215 | 469.015 | 472.4271 | 476.1085 | 480.0733 | 484.3103 | 488.7082 | 493.1243 | 497.8361 | 503.0979 | 508.6303 | 514.3831 | 520.3795 | 526.421 | 532.953 | 539.72 | 546.8943 | 554.3674 | 562.1418 | 570.4417 | 578.7248 | 587.7988 | 597.1844 | 606.634 | 615.2447 | 624.8579 | 634.118 | 644.1656 | 654.5277 | 663.3706 |  | 83.4 | 153.3 | 225.215 | 225.215 | 226.4602 | 227.8718 | 229.4134 | 231.0361 | 232.6544 | 234.1881 | 235.6165 | 237.1783 | 238.8888 | 240.6626 | 242.4065 | 244.0101 | 245.7494 | 247.6127 | 249.6251 | 251.7412 | 253.8901 | 256.1303 | 257.9863 | 260.0771 | 262.1697 | 264.1374 | 265.4846 | 267.3352 | 268.7028 | 270.5316 | 272.3915 | 273.5739 |  | 83.4 | 153.3 | 246.215 | 469.015 | 472.4271 | 476.1085 | 480.0733 | 484.3103 | 488.7082 | 493.1243 | 497.8361 | 503.0979 | 508.6303 | 514.3831 | 520.3795 | 526.421 | 532.953 | 539.72 | 546.8943 | 554.3674 | 562.1418 | 570.4417 | 578.7248 | 587.7988 | 597.1844 | 606.634 | 615.2447 | 624.8579 | 634.118 | 644.1656 | 654.5277 | 663.3706 |  | 83.4 | 153.3 | 246.215 | 469.015 | 472.4271 | 476.1085 | 480.0733 | 484.3103 | 488.7082 | 493.1243 | 497.8361 | 503.0979 | 508.6303 | 514.3831 | 520.3795 | 526.421 | 532.953 | 539.72 | 546.8943 | 554.3674 | 562.1418 | 570.4417 | 578.7248 | 587.7988 | 597.1844 | 606.634 | 615.2447 | 624.8579 | 634.118 | 644.1656 | 654.5277 | 663.3706 |  | 83.4 | 153.3 | 246.215 | 469.7707 | 479.9781 | 493.6365 | 511.3148 | 532.0227 | 555.6101 | 581.6109 | 609.8784 | 640.3226 | 671.2476 | 702.3072 | 733.8173 | 765.187 | 796.9166 | 828.3535 | 859.5691 | 890.084 | 918.0314 | 942.752 | 964.1982 | 984.0979 | 1001.9911 | 1017.9023 | 1031.149 | 1045.4423 | 1058.4963 | 1072.4959 | 1086.5361 | 1096.8304
Total |  | 2603.3929 | 2915.8984 | 3301.0151 | 4370.0947 | 4422.1407 | 4481.6994 | 4548.9751 | 4722.8699 | 4806.1886 | 4893.6279 | 4987.6301 | 5089.6852 | 5198.3 | 5295.7357 | 5402.4413 | 5504.8103 | 5604.2999 | 5690.6575 | 5762.9175 | 5814.576 | 5842.8095 | 5844.8651 | 5813.9771 | 5759.1558 | 5650.0438 | 5352.9819 | 5229.8756 | 5168.1633 | 5150.8933 | 5187.9622 | 5248.0308 | 5296.1087 |  | 2603.3929 | 2910.1575 | 3259.6766 | 4002.4472 | 4023.1342 | 4046.5424 | 4072.1745 | 4147.3563 | 4174.7592 | 4201.0716 | 4226.226 | 4253.3502 | 4281.7699 | 4304.3687 | 4329.1661 | 4350.9253 | 4367.9343 | 4379.9483 | 4382.4764 | 4371.4825 | 4344.6129 | 4300.8381 | 4234.9101 | 4156.6018 | 4049.6956 | 3887.5294 | 3660.1699 | 3454.1125 | 3323.9338 | 3277.7932 | 3273.1184 | 3275.0969 |  | 2603.3929 | 2915.1476 | 3297.795 | 4208.4585 | 4253.6119 | 4302.4885 | 4354.8828 | 4458.9837 | 4517.131 | 4575.7069 | 4636.3448 | 4700.1313 | 4767.514 | 4822.2927 | 4884.7754 | 4942.6459 | 4997.6249 | 5040.4226 | 5070.6853 | 5082.9676 | 5074.0263 | 5042.0166 | 4981.4566 | 4902.4704 | 4778.1382 | 4477.2 | 4372.5196 | 4332.5987 | 4325.845 | 4362.3358 | 4416.814 | 4461.0058 |  | 2603.3929 | 2915.8987 | 3301.0166 | 4370.0976 | 4430.3157 | 4498.7997 | 4574.8338 | 4757.4873 | 4849.9039 | 4947.921 | 5053.1046 | 5166.7766 | 5287.0642 | 5395.7342 | 5514.9909 | 5629.4498 | 5742.0948 | 5841.5772 | 5928.2628 | 5994.8978 | 6037.443 | 6054.2472 | 6036.7862 | 5995.0578 | 5899.0844 | 5615.2203 | 5505.4475 | 5457.0667 | 5453.2851 | 5503.9475 | 5577.7925 | 5636.2407 |  | 2603.3929 | 2838.0382 | 3147.3675 | 3474.7835 | 3543.1364 | 3618.6268 | 3700.7442 | 3837.0872 | 3930.3 | 4027.763 | 4130.1214 | 4237.5018 | 4349.359 | 4453.5295 | 4562.4349 | 4666.4078 | 4768.602 | 4858.9849 | 4934.1922 | 4979.7347 | 4943.0763 | 4957.7388 | 4964.437 | 4962.1652 | 4938.323 | 4817.1498 | 4829.5581 | 4898.0263 | 4968.4199 | 5053.9366 | 5140.9352 | 5199.7778
Installed distributed generation and storage capacity (MW) accross the entire network
Click + to view
Click + to view
Click + to view
Click + to view
Click + to view
CLICK HERE TO
RETURN TO CONTENTS

## Annual Energy Demand & Generati
|  | Central Outlook | [32 empty] | Steady Progression | [32 empty] | System Transformation | [32 empty] | Consumer Transformation | [32 empty] | Leading the Way
| Demand Type | (Years as financial years, ie 2051 is FY2050/51) | 2020 | 2021 | 2022 | 2023 | 2024 | 2025 | 2026 | 2027 | 2028 | 2029 | 2030 | 2031 | 2032 | 2033 | 2034 | 2035 | 2036 | 2037 | 2038 | 2039 | 2040 | 2041 | 2042 | 2043 | 2044 | 2045 | 2046 | 2047 | 2048 | 2049 | 2050 | 2051 | (Years as financial years, ie 2051 is FY2050/51) | 2020 | 2021 | 2022 | 2023 | 2024 | 2025 | 2026 | 2027 | 2028 | 2029 | 2030 | 2031 | 2032 | 2033 | 2034 | 2035 | 2036 | 2037 | 2038 | 2039 | 2040 | 2041 | 2042 | 2043 | 2044 | 2045 | 2046 | 2047 | 2048 | 2049 | 2050 | 2051 | (Years as financial years, ie 2051 is FY2050/51) | 2020 | 2021 | 2022 | 2023 | 2024 | 2025 | 2026 | 2027 | 2028 | 2029 | 2030 | 2031 | 2032 | 2033 | 2034 | 2035 | 2036 | 2037 | 2038 | 2039 | 2040 | 2041 | 2042 | 2043 | 2044 | 2045 | 2046 | 2047 | 2048 | 2049 | 2050 | 2051 | (Years as financial years, ie 2051 is FY2050/51) | 2020 | 2021 | 2022 | 2023 | 2024 | 2025 | 2026 | 2027 | 2028 | 2029 | 2030 | 2031 | 2032 | 2033 | 2034 | 2035 | 2036 | 2037 | 2038 | 2039 | 2040 | 2041 | 2042 | 2043 | 2044 | 2045 | 2046 | 2047 | 2048 | 2049 | 2050 | 2051 | (Years as financial years, ie 2051 is FY2050/51) | 2020 | 2021 | 2022 | 2023 | 2024 | 2025 | 2026 | 2027 | 2028 | 2029 | 2030 | 2031 | 2032 | 2033 | 2034 | 2035 | 2036 | 2037 | 2038 | 2039 | 2040 | 2041 | 2042 | 2043 | 2044 | 2045 | 2046 | 2047 | 2048 | 2049 | 2050 | 2051
1 | Domestic |  | 8253270.2316 | 8193253.4785 | 8502522.6141 | 8555585.4656 | 8664869.453 | 8818151.9569 | 8954784.0537 | 9072726.7137 | 9123908.8644 | 9179268.8655 | 9227384.2381 | 9267257.4972 | 9309369.6744 | 9337451.6089 | 9365265.0519 | 9391969.5875 | 9418655.3562 | 9446359.8538 | 9469325.1002 | 9491226.1493 | 9512715.3774 | 9535991.5428 | 9552471.0796 | 9562207.4244 | 9571971.2698 | 9584171.299 | 9607171.222 | 9630633.9224 | 9654534.6357 | 9678261.3613 | 9701065.1283 | 9724845.173 |  | 8253270.2316 | 8229777.7883 | 8344555.4961 | 8360526.3083 | 8396059.6419 | 8453356.1886 | 8522832.0786 | 8588065.7362 | 8628673.6316 | 8670553.2016 | 8709847.7083 | 8744136.3756 | 8782943.385 | 8811555.1046 | 8840161.8018 | 8867518.2532 | 8894428.8114 | 8922476.9126 | 8948654.9452 | 8974518.8532 | 8999315.2191 | 9022187.3969 | 9046025.036 | 9070648.7435 | 9096092.1349 | 9086424.7876 | 9074141.3379 | 9060378.2721 | 9045212.5769 | 9027944.4685 | 9012462.2963 | 9011786.6039 |  | 8253270.2316 | 8193253.4785 | 8502522.6141 | 8555585.4656 | 8664869.453 | 8818151.9569 | 8954784.0537 | 9072726.7137 | 9123908.8644 | 9179268.8655 | 9227384.2381 | 9267257.4972 | 9309369.6744 | 9337451.6089 | 9365265.0519 | 9391969.5875 | 9418655.3562 | 9446359.8538 | 9469325.1002 | 9491226.1493 | 9512715.3774 | 9535991.5428 | 9552471.0796 | 9562207.4244 | 9571971.2698 | 9584171.299 | 9607171.222 | 9630633.9224 | 9654534.6357 | 9678261.3613 | 9701065.1283 | 9724845.173 |  | 8253270.2316 | 8190167.7454 | 8496659.068 | 8547503.9003 | 8655028.929 | 8807038.0382 | 8942656.5569 | 9059747.2055 | 9109690.2363 | 9163818.2029 | 9210528.908 | 9248701.3282 | 9288836.8664 | 9314680.4747 | 9340052.1243 | 9360585.1177 | 9380391.9442 | 9399812.6055 | 9416473.0479 | 9432004.4584 | 9445661.7493 | 9457248.7742 | 9467721.7331 | 9477345.166 | 9484703.9629 | 9489173.0617 | 9491289.9827 | 9491500.3951 | 9489858.4844 | 9486585.6282 | 9215258.9406 | 9211617.1653 |  | 8253270.2316 | 8126994.9107 | 8370244.4397 | 8358616.0676 | 8421140.3594 | 8512677.3722 | 8590657.3247 | 8651483.6455 | 8653628.0953 | 8664561.2393 | 8678526.1346 | 8686847.3087 | 8702867.794 | 8719184.8335 | 8735024.4332 | 8750485.5432 | 8765213.6611 | 8779853.4108 | 8791512.1494 | 8801721.4246 | 8809639.4604 | 8815343.7222 | 8820109.6488 | 8823366.9035 | 8824100.7515 | 8254128.2054 | 8252902.9181 | 8248373.3358 | 8256983.4919 | 8246399.2305 | 8229425.2071 | 8217240.2343
2 | Industrial & commercial |  | 13941208.5607 | 13418315.7864 | 13620453.9096 | 13933680.1587 | 14266166.8691 | 14615511.097 | 14910208.8049 | 15151688.666 | 15256867.7148 | 15342244.7095 | 15400302.7155 | 15421469.7449 | 15428155.7881 | 15431331.2552 | 15429550.7347 | 15424869.4308 | 15413789.5618 | 15400272.291 | 15383784.9754 | 15363400.5222 | 15339855.4355 | 15312968.0812 | 15285217.7893 | 15252798.9184 | 15218100.3368 | 15180292.3177 | 15138824.6538 | 15094498.5062 | 15047362.5522 | 14997504.595 | 14945018.8754 | 14889809.0838 |  | 13941208.5607 | 13454030.474 | 13324373.1653 | 13394410.3667 | 13443100.0253 | 13507807.6744 | 13579374.3447 | 13636989.7329 | 13646270.9266 | 13653421.5514 | 13656001.8217 | 13651312.3145 | 13643021.9013 | 13632209.0337 | 13618191.98 | 13602389.8792 | 13582520.7191 | 13561929.531 | 13539693.6731 | 13515266.7139 | 13489366.4211 | 13461806.0749 | 13434172.2243 | 13403121.5266 | 13371141.0522 | 13338496.6229 | 13304375.609 | 13268763.6414 | 13231671.7724 | 13193129.3061 | 13153043.072 | 13111076.8868 |  | 13941208.5607 | 13418315.7864 | 13620453.9096 | 13933680.1587 | 14266166.8691 | 14615511.097 | 14910208.8049 | 15151688.666 | 15256867.7148 | 15342244.7095 | 15400302.7155 | 15421469.7449 | 15428155.7881 | 15431331.2552 | 15429550.7347 | 15424869.4308 | 15413789.5618 | 15400272.291 | 15383784.9754 | 15363400.5222 | 15339855.4355 | 15312968.0812 | 15285217.7893 | 15252798.9184 | 15218100.3368 | 15180292.3177 | 15138824.6538 | 15094498.5062 | 15047362.5522 | 14997504.595 | 14945018.8754 | 14889809.0838 |  | 13941208.5607 | 13418315.7864 | 13586915.4366 | 13864962.3373 | 14160977.7087 | 14472473.4909 | 14728232.8498 | 14929901.9989 | 14995072.6399 | 15039911.163 | 15057063.9626 | 15037166.1875 | 15002400.2124 | 14963727.9804 | 14919740.1485 | 14867027.2325 | 14807660.4881 | 14745518.4642 | 14679883.6687 | 14610042.0799 | 14536821.1371 | 14460241.0157 | 14381986.2725 | 14298513.804 | 14212646.1775 | 14123841.0816 | 14032132.545 | 13937558.7797 | 13840183.4217 | 13740055.878 | 13656043.0842 | 13550291.9015 |  | 13941208.5607 | 13418315.7864 | 13590293.2239 | 13871343.3747 | 14171259.5874 | 14498940.5311 | 14781286.1858 | 15019409.0506 | 15127938.3867 | 15224645.0643 | 15301045.646 | 15347559.2058 | 15376659.1517 | 15398961.8715 | 15414174.9601 | 15426214.5692 | 15429573.0687 | 15428333.3382 | 15421812.5323 | 15409288.1564 | 15391669.9436 | 15368977.8513 | 15343047.5659 | 15310102.1497 | 15273195.5366 | 15276621.705 | 15230304.3863 | 15179637.9086 | 15123380.5266 | 15064210.6597 | 15001167.8741 | 14933425.9278
3 | Domestic heat pumps |  | 51842.1514 | 65513.1223 | 72107.4244 | 78644.5755 | 86185.9413 | 99005.0196 | 127091.5326 | 156719.9379 | 185701.481 | 223975.5014 | 288477.9717 | 384366.1942 | 478252.0067 | 572277.3622 | 660426.1476 | 740839.5356 | 820895.023 | 903463.7232 | 1001533.9967 | 1106349.6035 | 1204160.6126 | 1263310.1679 | 1319391.2627 | 1369525.0875 | 1419614.2668 | 1463911.3889 | 1487681.52 | 1511928.1163 | 1534253.0319 | 1557103.4049 | 1581968.7501 | 1606137.2757 |  | 51842.1514 | 53695.7045 | 56082.8231 | 58048.6785 | 60426.6905 | 69512.3374 | 98438.8573 | 128473.9277 | 157469.4434 | 195594.0808 | 250824.9787 | 310674.06 | 369213.3001 | 427573.7469 | 480178.9114 | 534762.3565 | 619447.1047 | 708087.0291 | 801319.7166 | 896750.4707 | 986504.1995 | 1061668.6796 | 1137938.2547 | 1211844.4169 | 1285445.7674 | 1344528.4362 | 1401515.6149 | 1454752.1631 | 1500189.123 | 1535172.4972 | 1559603.3514 | 1592238.0379 |  | 51842.1514 | 65513.1223 | 72107.4244 | 78644.5755 | 86185.9413 | 99005.0196 | 127091.5326 | 156719.9379 | 185701.481 | 223975.5014 | 288477.9717 | 384366.1942 | 478252.0067 | 572277.3622 | 660426.1476 | 740839.5356 | 820895.023 | 903463.7232 | 1001533.9967 | 1106349.6035 | 1204160.6126 | 1263310.1679 | 1319391.2627 | 1369525.0875 | 1419614.2668 | 1463911.3889 | 1487681.52 | 1511928.1163 | 1534253.0319 | 1557103.4049 | 1581968.7501 | 1606137.2757 |  | 51842.1514 | 72549.6054 | 85354.7937 | 96722.7679 | 109484.2876 | 129762.099 | 159258.8877 | 198490.9335 | 264101.3 | 338694.9874 | 430074.5688 | 525466.2903 | 620412.8128 | 714388.7677 | 803251.3356 | 1055721.6309 | 1816004.7934 | 2583811.3293 | 3345334.9504 | 4092470.4914 | 4811855.6936 | 5483692.5747 | 6137423.1573 | 6752261.0711 | 7356415.9939 | 7951775.8559 | 8538818.9996 | 9113247.3603 | 9676237.5926 | 10228323.4117 | 10612940.5244 | 10564961.6093 |  | 51842.1514 | 72549.6054 | 85354.7937 | 96722.7679 | 109484.2876 | 137541.6452 | 198019.1725 | 258657.3785 | 318697.5605 | 387919.1414 | 646986.3489 | 1409992.1733 | 2167690.0539 | 2896657.3632 | 3631079.2685 | 4346960.0244 | 5054670.1684 | 5770582.1255 | 6478039.7521 | 7177298.1532 | 7845605.71 | 8445582.4364 | 9037248.9459 | 9616604.7955 | 10186643.9611 | 10557211.9117 | 10515661.6208 | 10471500.8233 | 10440346.3203 | 10393864.0386 | 10350236.2825 | 10305573.3569
4 | Industrial & commercial heat pumps |  | 75879.9608 | 83438.9892 | 106205.7329 | 128583.8539 | 151000.9377 | 173583.9009 | 196224.9125 | 218984.2782 | 241894.3978 | 264996.4873 | 288294.8417 | 310929.85 | 329399.5198 | 347537.5115 | 365363.4437 | 382809.7145 | 550897.5882 | 717308.4052 | 882095.5264 | 1045304.1708 | 1206990.9165 | 1367205.4635 | 1525979.7845 | 1683379.3808 | 1839424.2678 | 1994152.4233 | 2147603.4537 | 2299802.6924 | 2450781.3734 | 2600568.3003 | 2749203.19 | 2754957.7341 |  | 75879.9608 | 88453.9509 | 100531.3956 | 112924.4352 | 125904.0111 | 137630.7752 | 145962.4062 | 159902.2125 | 174187.1542 | 188581.9042 | 203251.2222 | 219720.6501 | 230499.3204 | 241111.8347 | 251568.2199 | 261865.3932 | 272009.4481 | 282003.7646 | 291853.1463 | 301554.376 | 311129.3349 | 320584.9056 | 329916.4667 | 339137.2907 | 348242.5946 | 357239.4294 | 366128.6592 | 374915.739 | 383603.8016 | 392197.3274 | 400699.0653 | 409116.1058 |  | 75879.9608 | 83438.9892 | 96172.9699 | 108916.5216 | 122102.0223 | 134443.4914 | 144394.6887 | 158562.0201 | 173056.5487 | 187663.1762 | 202539.7974 | 218813.3798 | 232206.2881 | 245408.8671 | 258427.1831 | 271263.7192 | 283931.058 | 296425.6184 | 308755.6495 | 320923.5312 | 332939.6621 | 344827.9798 | 356571.3532 | 368180.4971 | 379657.4943 | 391006.4999 | 402237.9197 | 413350.8203 | 424347.7289 | 435232.043 | 446007.054 | 456675.4853 |  | 75879.9608 | 83438.9892 | 105889.8224 | 127834.4408 | 149700.7346 | 171618.5143 | 193482.7971 | 215354.084 | 237264.5585 | 259253.0597 | 281322.7557 | 302634.6224 | 319799.3679 | 336560.6593 | 352939.7969 | 368876.845 | 529536.4661 | 687805.6645 | 843755.4907 | 997445.9915 | 1148951.0559 | 1298334.3637 | 1445653.7085 | 1590961.0586 | 1734306.9049 | 1875734.585 | 2015292.6074 | 2153014.9889 | 2288940.2638 | 2423103.6628 | 2555549.5455 | 2554850.4986 |  | 75879.9608 | 83438.9892 | 105889.8224 | 127834.4408 | 149700.7346 | 173602.714 | 199701.6977 | 223991.6158 | 247574.7898 | 270477.1428 | 292371.3738 | 472753.2673 | 644670.4348 | 818109.0892 | 983250.4535 | 1146150.8138 | 1306699.7426 | 1464975.7262 | 1621107.1229 | 1775202.2621 | 1927276.3641 | 2077134.0328 | 2225170.3897 | 2371590.7833 | 2516390.0394 | 2659574.0966 | 2657744.2123 | 2657205.7132 | 2653186.5694 | 2654213.335 | 2655362.3681 | 2656657.8622
5 | Domestic air conditioning |  | 7739.6163 | 8565.9451 | 9480.4979 | 10492.6939 | 11612.9581 | 12852.8286 | 14225.0753 | 15743.8314 | 17424.7392 | 19285.111 | 21344.1075 | 23622.9351 | 23622.9351 | 23622.9351 | 23622.9351 | 23622.9351 | 23622.9351 | 23622.9351 | 23622.9351 | 23622.9351 | 23622.9351 | 23622.9351 | 23622.9351 | 23622.9351 | 23622.9351 | 23622.9351 | 23622.9351 | 23622.9351 | 23622.9351 | 23622.9351 | 23622.9351 | 23622.9351 |  | 7739.6163 | 9191.7704 | 10916.3865 | 12964.5856 | 15397.0804 | 18285.9746 | 21716.9009 | 25791.5584 | 30630.7282 | 36377.8525 | 43203.2873 | 51309.352 | 51309.352 | 51309.352 | 51309.352 | 51309.352 | 51309.352 | 51309.352 | 51309.352 | 51309.352 | 51309.352 | 51309.352 | 51309.352 | 51309.352 | 51309.352 | 51309.352 | 51309.352 | 51309.352 | 51309.352 | 51309.352 | 51309.352 | 51309.352 |  | 7739.6163 | 8565.9451 | 9480.4979 | 10492.6939 | 11612.9581 | 12852.8286 | 14225.0753 | 15743.8314 | 17424.7392 | 19285.111 | 21344.1075 | 23622.9351 | 23622.9351 | 23622.9351 | 23622.9351 | 23622.9351 | 23622.9351 | 23622.9351 | 23622.9351 | 23622.9351 | 23622.9351 | 23622.9351 | 23622.9351 | 23622.9351 | 23622.9351 | 23622.9351 | 23622.9351 | 23622.9351 | 23622.9351 | 23622.9351 | 23622.9351 | 23622.9351 |  | 7739.6163 | 8565.9451 | 9480.4979 | 10492.6939 | 11612.9581 | 12852.8286 | 14225.0753 | 15743.8314 | 17424.7392 | 19285.111 | 21344.1075 | 23622.9351 | 23622.9351 | 23622.9351 | 23622.9351 | 23622.9351 | 23622.9351 | 23622.9351 | 23622.9351 | 23622.9351 | 23622.9351 | 23622.9351 | 23622.9351 | 23622.9351 | 23622.9351 | 23622.9351 | 23622.9351 | 23622.9351 | 23622.9351 | 23622.9351 | 23622.9351 | 23622.9351 |  | 7739.6163 | 8115.0887 | 8508.7763 | 8921.563 | 9354.3752 | 9808.1844 | 10284.0093 | 10782.9179 | 11306.0301 | 11854.52 | 12429.6189 | 13032.6175 | 13032.6175 | 13032.6175 | 13032.6175 | 13032.6175 | 13032.6175 | 13032.6175 | 13032.6175 | 13032.6175 | 13032.6175 | 13032.6175 | 13032.6175 | 13032.6175 | 13032.6175 | 13032.6175 | 13032.6175 | 13032.6175 | 13032.6175 | 13032.6175 | 13032.6175 | 13032.6175
6 | Industrial & commercial air conditioning |  | 552176.4757 | 579964.547 | 609151.0425 | 639806.3373 | 672004.3482 | 705822.7117 | 741342.9715 | 778650.7749 | 817836.0793 | 858993.3693 | 902221.8842 | 947625.8578 | 947625.8578 | 947625.8578 | 947625.8578 | 947625.8578 | 947625.8578 | 947625.8578 | 947625.8578 | 947625.8578 | 947625.8578 | 947625.8578 | 947625.8578 | 947625.8578 | 947625.8578 | 947625.8578 | 947625.8578 | 947625.8578 | 947625.8578 | 947625.8578 | 947625.8578 | 947625.8578 |  | 552176.4757 | 619276.3398 | 694530.1038 | 778928.6207 | 873583.1503 | 979739.9919 | 1098796.8934 | 1232321.4557 | 1382071.7725 | 1550019.5794 | 1738376.2148 | 1949621.7366 | 1949621.7366 | 1949621.7366 | 1949621.7366 | 1949621.7366 | 1949621.7366 | 1949621.7366 | 1949621.7366 | 1949621.7366 | 1949621.7366 | 1949621.7366 | 1949621.7366 | 1949621.7366 | 1949621.7366 | 1949621.7366 | 1949621.7366 | 1949621.7366 | 1949621.7366 | 1949621.7366 | 1949621.7366 | 1949621.7366 |  | 552176.4757 | 579964.547 | 609151.0425 | 639806.3373 | 672004.3482 | 705822.7117 | 741342.9715 | 778650.7749 | 817836.0793 | 858993.3693 | 902221.8842 | 947625.8578 | 947625.8578 | 947625.8578 | 947625.8578 | 947625.8578 | 947625.8578 | 947625.8578 | 947625.8578 | 947625.8578 | 947625.8578 | 947625.8578 | 947625.8578 | 947625.8578 | 947625.8578 | 947625.8578 | 947625.8578 | 947625.8578 | 947625.8578 | 947625.8578 | 947625.8578 | 947625.8578 |  | 552176.4757 | 579964.547 | 609151.0425 | 639806.3373 | 672004.3482 | 705822.7117 | 741342.9715 | 778650.7749 | 817836.0793 | 858993.3693 | 902221.8842 | 947625.8578 | 947625.8578 | 947625.8578 | 947625.8578 | 947625.8578 | 947625.8578 | 947625.8578 | 947625.8578 | 947625.8578 | 947625.8578 | 947625.8578 | 947625.8578 | 947625.8578 | 947625.8578 | 947625.8578 | 947625.8578 | 947625.8578 | 947625.8578 | 947625.8578 | 947625.8578 | 947625.8578 |  | 552176.4757 | 561949.6397 | 571895.7824 | 582017.9653 | 592319.3042 | 602802.9702 | 613472.1902 | 624330.2484 | 635380.4873 | 646626.3081 | 658071.1727 | 669718.6039 | 669718.6039 | 669718.6039 | 669718.6039 | 669718.6039 | 669718.6039 | 669718.6039 | 669718.6039 | 669718.6039 | 669718.6039 | 669718.6039 | 669718.6039 | 669718.6039 | 669718.6039 | 669718.6039 | 669718.6039 | 669718.6039 | 669718.6039 | 669718.6039 | 669718.6039 | 669718.6039
7 | Electric vehicles |  | 25990.206 | 41685.1061 | 142465.9535 | 336046.8661 | 568118.9187 | 833306.6256 | 1157916.447 | 1505063.9473 | 1935859.7494 | 2392004.6995 | 2891003.3854 | 3523682.8252 | 4100857.5875 | 4590765.8868 | 5061095.6333 | 5483283.9948 | 5946563.0921 | 6379591.7828 | 6747343.8556 | 7072760.6695 | 7345890.3593 | 7577370.7584 | 7706828.4356 | 7805976.9326 | 7871261.2502 | 7913439.6715 | 7935229.1179 | 7940075.2407 | 7936466.6894 | 7924000.0887 | 7904024.1573 | 7880078.3225 |  | 25990.206 | 38004.4557 | 95306.9768 | 202425.4585 | 328985.4052 | 472753.7986 | 631790.3463 | 795143.5964 | 1001494.8716 | 1221024.8582 | 1463611.6112 | 1723927.1894 | 1984749.2824 | 2231502.9169 | 2493676.9154 | 2751090.2991 | 3006282.7442 | 3285139.8885 | 3576271.2704 | 3876178.6122 | 4185756.6387 | 4576070.007 | 4883150.6867 | 5141732.0785 | 5362245.8609 | 5554842.2852 | 5723116.2291 | 5857014.797 | 5971176.9705 | 6065756.0213 | 6135071.8757 | 6187609.5319 |  | 25990.206 | 38153.1173 | 98818.3705 | 234944.9751 | 412096.2886 | 616670.5318 | 855189.151 | 1103599.7179 | 1407155.0774 | 1735189.9767 | 2104011.7806 | 2529707.7111 | 2921120.5819 | 3283947.2975 | 3646920.4608 | 3998866.3491 | 4441066.3404 | 4846935.7171 | 5182620.9803 | 5468353.2919 | 5727165.4818 | 5953888.7069 | 6104389.8491 | 6232276.721 | 6327796.9081 | 6404180.6621 | 6456130.5007 | 6483381.1138 | 6498367.5767 | 6502483.2069 | 6488116.7115 | 6466554.3246 |  | 25990.206 | 41685.1061 | 142465.9535 | 336046.8661 | 568118.9187 | 833306.6256 | 1157916.447 | 1505063.9473 | 1935859.7494 | 2392004.6995 | 2891003.3854 | 3523682.8252 | 4100857.5875 | 4590765.8868 | 5061095.6333 | 5483283.9948 | 5946563.0921 | 6379591.7828 | 6747343.8556 | 7072760.6695 | 7345890.3593 | 7577370.7584 | 7706828.4356 | 7805976.9326 | 7871261.2502 | 7913439.6715 | 7935229.1179 | 7940075.2407 | 7936466.6894 | 7924000.0887 | 7904024.1573 | 7880078.3225 |  | 25990.206 | 41671.9891 | 142408.1413 | 335895.2521 | 567861.4715 | 832805.5493 | 1155446.5351 | 1499174.4097 | 1932133.5909 | 2391880.2626 | 2896887.263 | 3577115.8161 | 4216023.282 | 4754156.8654 | 5264779.7288 | 5716828.8603 | 6133471.7634 | 6513881.332 | 6849925.6463 | 7141952.8213 | 7400315.2209 | 7619903.3688 | 7740736.3281 | 7832556.6926 | 7893658.1233 | 7930634.1832 | 7947035.0328 | 7946752.6789 | 7938366.1763 | 7922568.3449 | 7900075.114 | 7874732.8647
| Total |  | 22908107.2026 | 22390736.9747 | 23062387.1749 | 23682839.9511 | 24419959.4261 | 25258234.1402 | 26101793.7975 | 26899578.1494 | 27579493.026 | 28280768.7435 | 29019029.1442 | 29878954.9045 | 30617283.3693 | 31250612.4176 | 31852949.8042 | 32395021.0561 | 33122049.4143 | 33818244.8489 | 34455332.2472 | 35050289.9082 | 35580861.4942 | 36028094.8067 | 36361137.1446 | 36645136.5367 | 36891620.1844 | 37107215.8934 | 37287758.7602 | 37448187.2708 | 37594647.0756 | 37728686.5431 | 37852528.8939 | 37827076.382 |  | 22908107.2026 | 22492430.4835 | 22626296.3473 | 22920228.4535 | 23243456.0046 | 23639086.7407 | 24098911.8274 | 24566688.2199 | 25020798.5281 | 25515573.0282 | 26065116.8442 | 26650701.6783 | 27011358.2778 | 27344883.7254 | 27684708.917 | 28018557.2698 | 28375619.916 | 28760568.2143 | 29158723.8402 | 29565200.1146 | 29973002.902 | 30443248.1525 | 30832133.7571 | 31167415.1448 | 31464098.4986 | 31682462.6499 | 31870208.5386 | 32016755.7012 | 32132785.333 | 32215130.7091 | 32261810.7493 | 32312758.2549 |  | 22908107.2026 | 22387204.9859 | 23008706.8288 | 23562070.7277 | 24235037.8806 | 25002457.6369 | 25747236.2776 | 26437691.6618 | 26981950.5049 | 27546620.7095 | 28146282.4952 | 28792863.3201 | 29340353.132 | 29841665.1839 | 30331838.3711 | 30799057.415 | 31349586.1323 | 31864705.9964 | 32317269.4949 | 32721501.891 | 33088085.3623 | 33382235.2714 | 33589290.1269 | 33756237.4414 | 33888389.0687 | 33994810.9605 | 34063294.6091 | 34105041.2718 | 34130114.3183 | 34141833.4039 | 34133425.3122 | 34115270.1353 |  | 22908107.2026 | 22394687.7246 | 23035916.6147 | 23623369.3437 | 24326927.8848 | 25132874.3082 | 25937115.5852 | 26702952.7754 | 27377249.3027 | 28071960.5928 | 28793559.5722 | 29608900.0467 | 30303555.6398 | 30891372.5617 | 31448327.8315 | 32106743.6139 | 33451405.5769 | 34767788.6392 | 36004039.8062 | 37175972.4836 | 38260428.7881 | 39248136.2797 | 40110862.0999 | 40896306.8253 | 41630583.0823 | 42325213.0486 | 42984012.0456 | 43606645.5576 | 44202935.2449 | 44773317.4623 | 44915065.0448 | 44733048.2901 |  | 22908107.2026 | 22313036.0091 | 22874594.9798 | 23381351.4315 | 24021120.12 | 24768178.9663 | 25548867.1153 | 26287829.2664 | 26926658.9405 | 27597963.6786 | 28486317.5578 | 30177018.9926 | 31790661.9379 | 33269821.2442 | 34711060.0655 | 36069391.0323 | 37372379.6255 | 38640377.154 | 39845148.4244 | 40988214.0389 | 42057257.9203 | 43009692.6329 | 43849064.0999 | 44636972.5459 | 45376739.6332 | 45360921.3232 | 45286399.3917 | 45186221.6811 | 45095014.306 | 44964006.83 | 44819018.0671 | 44670381.4673
Generation Type
8 | PV |  | 365093.4993 | 371511.9464 | 392913.6054 | 471894.0783 | 498727.7844 | 531097.8424 | 568893.3431 | 612810.6943 | 662335.9973 | 715563.6959 | 773314.7647 | 836412.8085 | 901988.9447 | 969054.3401 | 1037344.4283 | 1106364.9259 | 1175908.2849 | 1245914.2895 | 1316067.9395 | 1386060.0582 | 1455580.4355 | 1523928.9749 | 1584989.2563 | 1646589.3776 | 1705857.934 | 1761354.6076 | 1807251.0574 | 1857213.5395 | 1899318.5705 | 1945530.0306 | 1990384.1513 | 2020112.557 |  | 365093.4993 | 367034.8464 | 380352.4637 | 382946.8104 | 393223.9484 | 404469.9795 | 416421.7715 | 429185.4313 | 442039.8078 | 454764.4245 | 467650.7478 | 481886.3197 | 497637.9206 | 515073.2978 | 532702.1993 | 550898.5819 | 569410.8394 | 589289.4797 | 610115.6819 | 631944.3802 | 654813.9067 | 678390.1814 | 697205.925 | 718993.7016 | 740918.4058 | 761427.6349 | 774539.6038 | 793876.1444 | 807374.9359 | 826599.8534 | 846298.2726 | 858543.8022 |  | 365093.4993 | 370853.9888 | 390091.5645 | 465203.1015 | 486049.16 | 509208.6731 | 534356.955 | 561529.1596 | 590144.9511 | 619855.34 | 651130.0213 | 684231.938 | 718723.9909 | 754477.1923 | 791537.1834 | 829610.5917 | 868813.3875 | 909540.3819 | 951799.5328 | 995583.5943 | 1040855.716 | 1087153.0281 | 1128440.0494 | 1172337.8191 | 1215961.7262 | 1257748.7568 | 1291719.3557 | 1331470.0377 | 1364939.3287 | 1403767.9091 | 1442614.3713 | 1468717.4043 |  | 365093.4993 | 371511.9464 | 392913.6054 | 471894.0783 | 498727.7844 | 531097.8424 | 568893.3431 | 612810.6943 | 662335.9973 | 715563.6959 | 773314.7647 | 836412.8085 | 901988.9447 | 969054.3401 | 1037344.4283 | 1106364.9259 | 1175908.2849 | 1245914.2895 | 1316067.9395 | 1386060.0582 | 1455580.4355 | 1523928.9749 | 1584989.2563 | 1646589.3776 | 1705857.934 | 1761354.6076 | 1807251.0574 | 1857213.5395 | 1899318.5705 | 1945530.0306 | 1990384.1513 | 2020112.557 |  | 365093.4993 | 370853.9888 | 390091.5645 | 465203.1015 | 489101.8868 | 514960.5171 | 542390.8606 | 571439.8908 | 601793.4936 | 633163.2368 | 666017.931 | 700619.6034 | 736528.7913 | 773686.5955 | 812155.581 | 851641.0812 | 892257.8433 | 934399.529 | 978073.0217 | 1023270.0763 | 1069952.9182 | 1117657.9771 | 1160350.8654 | 1205652.5477 | 1250677.9315 | 1293863.5506 | 1329229.4237 | 1370371.6638 | 1405228.4164 | 1445439.9997 | 1485664.6582 | 1512794.2414
9 | Wind farm |  | 1074494.3667 | 1074494.3687 | 1074494.3757 | 1113353.6082 | 1142561.2316 | 1172198.5013 | 1203550.6469 | 1236233.2024 | 1269011.6621 | 1299172.8859 | 1326610.4991 | 1355024.4434 | 1383665.4443 | 1410624.0944 | 1437373.6206 | 1461073.4288 | 1488591.2688 | 1516623.9788 | 1544704.1458 | 1572989.8513 | 1601406.5272 | 1629920.304 | 1659174.9924 | 1689331.9181 | 1719346.9463 | 1749260.0615 | 1779048.2189 | 1808697.7001 | 1838236.576 | 1867683.2786 | 1897034.3199 | 1918985.1628 |  | 1074494.3667 | 1074494.3673 | 1074494.369 | 1074494.3713 | 1088159.2341 | 1104814.0538 | 1123952.9079 | 1143587.5513 | 1162833.2617 | 1179550.0482 | 1192197.3139 | 1205609.4228 | 1219840.8451 | 1234328.0046 | 1245599.5136 | 1256097.3762 | 1265124.7114 | 1276033.3938 | 1286707.7259 | 1297310.1718 | 1307770.6198 | 1318059.7247 | 1328172.0903 | 1338014.0638 | 1347587.1436 | 1356896.0852 | 1365945.6578 | 1374740.6697 | 1383285.9539 | 1391586.363 | 1399646.763 | 1405537.4886 |  | 1074494.3667 | 1074494.3687 | 1074494.3757 | 1113353.6082 | 1142561.2316 | 1172198.5013 | 1203550.6469 | 1236233.2024 | 1269011.6621 | 1299172.8859 | 1326610.4991 | 1355024.4434 | 1383665.4443 | 1410624.0944 | 1437373.6206 | 1461073.4288 | 1488591.2688 | 1516623.9788 | 1544704.1458 | 1572989.8513 | 1601406.5272 | 1629920.304 | 1659174.9924 | 1689331.9181 | 1719346.9463 | 1749260.0615 | 1779048.2189 | 1808697.7001 | 1838236.576 | 1867683.2786 | 1897034.3199 | 1918985.1628 |  | 1074494.3667 | 1074495.1856 | 1074497.864 | 1113360.8798 | 1162142.8563 | 1213219.0073 | 1265596.9886 | 1319305.9693 | 1373950.6397 | 1429640.7829 | 1484101.5214 | 1540616.1884 | 1597496.5685 | 1651609.256 | 1708771.9363 | 1761743.0266 | 1821169.6693 | 1880450.4433 | 1942998.4405 | 2007115.7418 | 2069718.1539 | 2133499.3031 | 2195987.3848 | 2258550.5309 | 2321084.7188 | 2383663.8504 | 2446453.525 | 2509099.9037 | 2572023.9171 | 2635115.6959 | 2698564.4865 | 2746182.8656 |  | 1074494.3667 | 1074495.1856 | 1074497.864 | 1113360.8798 | 1162142.8563 | 1213219.0073 | 1265596.9886 | 1319305.9693 | 1373950.6397 | 1429640.7829 | 1484101.5214 | 1540616.1884 | 1597496.5685 | 1651609.256 | 1708771.9363 | 1761743.0266 | 1821169.6693 | 1880450.4433 | 1942998.4405 | 2007115.7418 | 2069718.1539 | 2133499.3031 | 2195987.3848 | 2258550.5309 | 2321084.7188 | 2383663.8504 | 2446453.525 | 2509099.9037 | 2572023.9171 | 2635115.6959 | 2698564.4865 | 2746182.8656
10 | CHP |  | 1635468.7019 | 1693607.4955 | 1781705.5043 | 1781981.0389 | 1782252.8267 | 1782515.5796 | 1782803.2703 | 1783043.5568 | 1783305.238 | 1783545.291 | 1783758.1679 | 1783955.4293 | 1783932.2454 | 1783909.0801 | 1783885.9334 | 1783862.8056 | 1783839.6968 | 1783596.8536 | 1783196.3112 | 1782147.9932 | 1779343.955 | 1771805.13 | 1751669.7676 | 1699217.6262 | 1571366.7468 | 1304674.1412 | 893158.419 | 481642.7187 | 214950.1788 | 87099.4091 | 34647.4213 | 2592.9415 |  | 1635468.7019 | 1693984.2101 | 1782387.7354 | 1783029.6225 | 1783652.0743 | 1784283.6252 | 1784979.8263 | 1785632.4302 | 1786315.9572 | 1786957.8547 | 1787496.9488 | 1787996.2104 | 1787986.2214 | 1787976.2621 | 1787966.3331 | 1787956.4347 | 1787946.5676 | 1787763.3485 | 1787455.7232 | 1786637.0259 | 1784433.0988 | 1778493.4847 | 1762615.3321 | 1721239.5437 | 1620374.8325 | 1409965.2376 | 1085291.4955 | 760617.7928 | 550208.3164 | 449343.8028 | 407968.2915 | 392090.4962 |  | 1635468.7019 | 1693607.4955 | 1781705.5043 | 1781981.0389 | 1782252.8267 | 1782515.5796 | 1782803.2703 | 1783043.5568 | 1783305.238 | 1783545.291 | 1783758.1679 | 1783955.4293 | 1783932.2454 | 1783909.0801 | 1783885.9334 | 1783862.8056 | 1783839.6968 | 1783596.8536 | 1783196.3112 | 1782147.9932 | 1779343.955 | 1771805.13 | 1751669.7676 | 1699217.6262 | 1571366.7468 | 1304674.1412 | 893158.419 | 481642.7187 | 214950.1788 | 87099.4091 | 34647.4213 | 2592.9415 |  | 1635468.7019 | 1693605.2817 | 1781698.5466 | 1781966.9914 | 1782229.3211 | 1782480.3787 | 1782753.3639 | 1782977.713 | 1783220.4863 | 1783439.9919 | 1783631.1604 | 1783805.3871 | 1783768.6221 | 1783731.8858 | 1783695.1784 | 1783658.5002 | 1783621.8514 | 1783365.4785 | 1782951.4172 | 1781889.5909 | 1779072.0552 | 1771519.7435 | 1751370.9056 | 1698905.2997 | 1571040.9673 | 1304334.92 | 892805.7679 | 481276.6495 | 214570.7035 | 86706.5398 | 34241.1706 | 2173.322 |  | 1635468.7019 | 1635377.2491 | 1655774.1757 | 1655772.4173 | 1655770.9727 | 1655769.7587 | 1655768.7596 | 1655767.8456 | 1655767.016 | 1655766.2435 | 1655765.444 | 1655764.5992 | 1655763.7021 | 1655762.8073 | 1655761.9149 | 1655761.0248 | 1655760.1371 | 1641661.4035 | 1619991.2296 | 1591761.494 | 1553685.9064 | 1499850.0653 | 1418426.3764 | 1281818.7983 | 1007241.8103 | 180773.1471 | 22.5918 | 17.8445 | 13.2122 | 8.6944 | 4.2906 | 0
11 | Flexible generation |  | 595356.2798 | 840029.6449 | 1107229.8386 | 1747787.6077 | 1747787.6077 | 1747787.6077 | 1747787.6077 | 1747787.6077 | 1747787.6077 | 1747787.6077 | 1747787.6077 | 1747787.6077 | 1747787.6077 | 1732986.5337 | 1723198.9231 | 1708412.2525 | 1686288.6138 | 1653052.3983 | 1603678.2325 | 1532858.2158 | 1436075.6608 | 1312654.0263 | 1166694.102 | 1002794.1442 | 807504.6278 | 454107.1756 | 349777.5468 | 307581.7764 | 279773.6755 | 262121.5767 | 251119.2411 | 244227.6683 |  | 595356.2798 | 840029.6449 | 1107229.8386 | 1747787.6077 | 1747787.6077 | 1747787.6077 | 1747787.6077 | 1747787.6077 | 1747787.6077 | 1747787.6077 | 1747787.6077 | 1747787.6077 | 1747787.6077 | 1739324.2727 | 1733883.5573 | 1725057.5079 | 1711032.5527 | 1688974.0076 | 1655375.6339 | 1606085.9516 | 1538242.7164 | 1451951.183 | 1350953.1666 | 1240324.8656 | 1117614.5255 | 969983.9341 | 796514.7406 | 638400.455 | 535746.4441 | 483039.9753 | 458495.8822 | 443357.8514 |  | 595356.2798 | 840029.6449 | 1107229.8386 | 1747787.6077 | 1747787.6077 | 1747787.6077 | 1747787.6077 | 1747787.6077 | 1747787.6077 | 1747787.6077 | 1747787.6077 | 1747787.6077 | 1747787.6077 | 1732986.5337 | 1723198.9231 | 1708412.2525 | 1686288.6138 | 1653052.3983 | 1603678.2325 | 1532858.2158 | 1436075.6608 | 1312654.0263 | 1166694.102 | 1002794.1442 | 807504.6278 | 454107.1756 | 349777.5468 | 307581.7764 | 279773.6755 | 262121.5767 | 251119.2411 | 244227.6683 |  | 595356.2798 | 840029.6449 | 1107229.8386 | 1747787.6077 | 1747787.6077 | 1747787.6077 | 1747787.6077 | 1747787.6077 | 1747787.6077 | 1747787.6077 | 1747787.6077 | 1747787.6077 | 1747787.6077 | 1732986.5337 | 1723198.9231 | 1708412.2525 | 1686288.6138 | 1653052.3983 | 1603678.2325 | 1532858.2158 | 1436075.6608 | 1312654.0263 | 1166694.102 | 1002794.1442 | 807504.6278 | 454107.1756 | 349777.5468 | 307581.7764 | 279773.6755 | 262121.5767 | 251119.2411 | 244227.6683 |  | 595356.2798 | 763981.7519 | 963742.7109 | 963742.7109 | 963742.7109 | 963742.7109 | 963742.7109 | 963742.7109 | 963742.7109 | 963742.7109 | 963742.7109 | 963742.7109 | 963742.7109 | 955107.585 | 946269.8499 | 932932.4601 | 912476.9051 | 880680.7582 | 830751.8775 | 748363.2629 | 578702.7409 | 469731.7183 | 377294.5528 | 284857.3874 | 202909.0105 | 137637.0529 | 89947.0214 | 57273.3131 | 35767.5236 | 22109.4608 | 13582.6039 | 0
12 | Other generation (hydro, waste, biogas etc) |  | 937640.4583 | 937640.4583 | 970402.8583 | 1446583.0555 | 1468778.5506 | 1490974.0456 | 1513169.5396 | 1535365.0328 | 1557560.5229 | 1579756.0044 | 1601951.4625 | 1624146.8573 | 1646342.0799 | 1668536.8342 | 1690730.3159 | 1712920.3379 | 1735100.9563 | 1735060.5216 | 1734950.6408 | 1734652.189 | 1733842.6473 | 1731654.8198 | 1725800.1781 | 1710538.2281 | 1673327.9611 | 1595701.3433 | 1475917.2125 | 1356133.0817 | 1278506.4638 | 1241296.1968 | 1226034.2468 | 1216709.9337 |  | 937640.4583 | 937640.4583 | 940750.2583 | 1416930.4555 | 1423034.5293 | 1429138.6032 | 1435242.6761 | 1441346.7485 | 1447450.8184 | 1453554.8815 | 1459658.9263 | 1465762.921 | 1465762.706 | 1465762.1216 | 1465760.533 | 1465756.2148 | 1465744.4773 | 1465712.5747 | 1465625.8797 | 1465390.4038 | 1464751.6826 | 1463025.5059 | 1458406.2449 | 1446364.7002 | 1417006.1259 | 1355759.4052 | 1261250.7766 | 1166742.148 | 1105495.4274 | 1076136.853 | 1064095.3084 | 1059476.0474 |  | 937640.4583 | 937640.4583 | 970402.8583 | 970402.8583 | 992598.3534 | 1014793.8484 | 1036750.6448 | 1058864.3903 | 1080966.2948 | 1103054.1656 | 1125125.2632 | 1147176.1201 | 1169202.2811 | 1191197.9244 | 1213155.2927 | 1235063.8141 | 1256908.6962 | 1256473.0866 | 1255920.4565 | 1255200.4973 | 1254229.38 | 1252856.236 | 1250779.3583 | 1247294.8077 | 1240290.8318 | 1219208.8059 | 1216709.9337 | 1216709.9337 | 1216709.9337 | 1216709.9337 | 1216709.9337 | 1216709.9337 |  | 937640.4583 | 937640.4583 | 970402.8583 | 1446583.0555 | 1469598.6225 | 1492614.1896 | 1515629.7555 | 1538645.3207 | 1561660.8827 | 1584676.4362 | 1607691.9663 | 1630707.4331 | 1653722.7277 | 1676737.554 | 1699751.1075 | 1722761.2015 | 1745761.8919 | 1747276.3909 | 1748721.4436 | 1749977.9254 | 1750723.3173 | 1750090.4234 | 1744235.7817 | 1728973.8317 | 1691763.5647 | 1614136.9468 | 1494352.816 | 1374568.6852 | 1296942.0674 | 1259731.8004 | 1244469.8504 | 1235145.5373 |  | 937640.4583 | 937640.4583 | 970402.8583 | 970402.8583 | 1015050.8991 | 1059698.9399 | 1104108.2821 | 1148674.5733 | 1193229.0236 | 1237769.4402 | 1282293.0835 | 1326796.4861 | 1371275.1929 | 1415723.382 | 1460133.296 | 1504494.3632 | 1548791.7911 | 1592269.3607 | 1635629.9097 | 1678823.1298 | 1721765.1917 | 1764305.2268 | 1762228.3492 | 1758743.7985 | 1751739.8226 | 1730657.7968 | 1728158.9246 | 1728158.9246 | 1728158.9246 | 1728158.9246 | 1728158.9246 | 1728158.9246
| Total |  | 4608053.3059 | 4917283.9137 | 5326746.1824 | 6561599.3886 | 6640108.0011 | 6724573.5767 | 6816204.4076 | 6915240.0941 | 7020001.028 | 7125825.4849 | 7233422.502 | 7347327.1463 | 7463716.322 | 7565110.8825 | 7672533.2213 | 7772633.7507 | 7869728.8205 | 7934248.0419 | 7982597.2698 | 8008708.3075 | 8006249.226 | 7969963.2551 | 7888328.2965 | 7748471.2943 | 7477404.2161 | 6865097.3291 | 6305152.4545 | 5811268.8164 | 5510785.4646 | 5403730.4918 | 5399219.3805 | 5402628.2634 |  | 4608053.3059 | 4913183.527 | 5285214.6651 | 6405188.8675 | 6435857.3939 | 6470493.8693 | 6508384.7896 | 6547539.769 | 6586427.4528 | 6622614.8165 | 6654791.5445 | 6689042.4816 | 6719015.3008 | 6742463.9587 | 6765912.1363 | 6785766.1156 | 6799259.1484 | 6807772.8043 | 6805280.6445 | 6787367.9333 | 6750012.0242 | 6689920.0797 | 6597352.7588 | 6464936.8749 | 6243501.0333 | 5854032.2971 | 5283542.2743 | 4734377.21 | 4382111.0778 | 4226706.8474 | 4176504.5176 | 4159005.6857 |  | 4608053.3059 | 4916625.9562 | 5323924.1415 | 6078728.2146 | 6151249.1794 | 6226504.2101 | 6305249.1247 | 6387457.9168 | 6471215.7538 | 6553415.2903 | 6634411.5593 | 6718175.5385 | 6803311.5694 | 6873194.8248 | 6949150.9531 | 7018022.8927 | 7084441.6631 | 7119286.6993 | 7139298.6788 | 7138780.1519 | 7111911.2391 | 7054388.7244 | 6956758.2698 | 6810976.3153 | 6554470.8788 | 5984998.941 | 5530413.4741 | 5146102.1667 | 4914609.6928 | 4837382.1072 | 4842125.2875 | 4851233.1107 |  | 4608053.3059 | 4917282.5168 | 5326742.713 | 6561592.6128 | 6660486.192 | 6767199.0258 | 6880661.059 | 7001527.3051 | 7128955.6138 | 7261108.5146 | 7396527.0206 | 7539329.4249 | 7684764.4706 | 7814119.5695 | 7952761.5737 | 8082939.9067 | 8212750.3112 | 8310059.0006 | 8394417.4733 | 8457901.5321 | 8491169.6227 | 8491692.4712 | 8443277.4303 | 8335813.1842 | 8097251.8126 | 7517597.5005 | 6990640.713 | 6529740.5543 | 6262628.9339 | 6189205.6433 | 6218778.8999 | 6247841.9502 |  | 4608053.3059 | 4782348.6337 | 5054509.1734 | 5168481.9678 | 5285809.3258 | 5407390.9339 | 5531607.6019 | 5658930.9898 | 5788482.8838 | 5920082.4143 | 6051920.6908 | 6187539.5881 | 6324806.9656 | 6451889.6257 | 6583092.5781 | 6706571.9559 | 6830456.346 | 6929461.4948 | 7007444.4791 | 7049333.7048 | 6993824.9111 | 6985044.2906 | 6914287.5286 | 6789623.0628 | 6533653.2938 | 5726595.3978 | 5593811.4865 | 5664921.6497 | 5741191.9939 | 5830832.7754 | 5925974.9638 | 5987136.0316
Storage Type (discharging only)
13 | Domestic storage |  | 29.3416 | 56.1041 | 92.7473 | 146.3821 | 222.8923 | 331.7982 | 463.4551 | 636.0331 | 838.9712 | 1082.5737 | 1421.6113 | 1804.2804 | 2338.4341 | 2919.7555 | 3635.7191 | 4376.7444 | 5169.0748 | 5975.7908 | 6786.7268 | 7553.4755 | 8361.8373 | 9181.783 | 9969.78 | 10752.2027 | 11458.4251 | 12173.752 | 12868.6469 | 13523.2566 | 14155.4071 | 14793.6643 | 15292.6382 | 15801.2372 |  | 29.3416 | 29.3416 | 29.1138 | 45.1922 | 67.3219 | 99.327 | 141.4808 | 199.5081 | 268.4248 | 345.565 | 443.3269 | 541.7445 | 669.8088 | 790.1471 | 933.9759 | 1071.7956 | 1213.843 | 1353.229 | 1490.8476 | 1617.0913 | 1756.2079 | 1902.9233 | 2049.2907 | 2202.072 | 2325.0286 | 2469.4434 | 2616.852 | 2754.5801 | 2891.2595 | 3043.9451 | 3125.9204 | 3245.2816 |  | 29.3416 | 56.1041 | 92.7473 | 145.8922 | 219.8066 | 321.3053 | 436.9378 | 576.8568 | 724.7178 | 882.674 | 1088.0067 | 1299.1114 | 1588.0872 | 1874.6359 | 2225.0705 | 2575.4977 | 2947.7448 | 3324.015 | 3704.4255 | 4070.2778 | 4472.6444 | 4898.9142 | 5329.1337 | 5777.7 | 6177.4318 | 6612.8335 | 7054.6044 | 7481.9335 | 7910.8339 | 8369.295 | 8710.642 | 9100.5314 |  | 29.3416 | 56.1041 | 92.7473 | 146.3821 | 222.8923 | 331.7982 | 463.4551 | 636.0331 | 838.9712 | 1082.5737 | 1421.6113 | 1804.2804 | 2338.4341 | 2919.7555 | 3635.7191 | 4376.7444 | 5169.0748 | 5975.7908 | 6786.7268 | 7553.4755 | 8361.8373 | 9181.783 | 9969.78 | 10752.2027 | 11458.4251 | 12173.752 | 12868.6469 | 13523.2566 | 14155.4071 | 14793.6643 | 15292.6382 | 15801.2372 |  | 29.3416 | 210.7181 | 302.5681 | 406.3815 | 521.9603 | 660.0051 | 813.7186 | 1000.0975 | 1191.9441 | 1394.9407 | 1659.6214 | 1925.5316 | 2293.0027 | 2650.5115 | 3083.3307 | 3510.4164 | 3958.2849 | 4410.7457 | 4863.9044 | 5300.3239 | 5777.1167 | 6280.0283 | 6789.7321 | 7321.9342 | 7792.8222 | 8309.1085 | 8832.5664 | 9337.4882 | 9843.4093 | 10385.088 | 10780.5933 | 11242.5323
| Large storage |  | 9156.374 | 16810.424 | 26998.884 | 51395.484 | 51769.1044 | 52172.2255 | 52606.3728 | 53070.3183 | 53551.8848 | 54035.4526 | 54553.03 | 55133.0403 | 55743.4789 | 56379.0915 | 57042.1549 | 57711.1879 | 58434.9642 | 59185.2046 | 59980.9865 | 60810.1484 | 61673.7246 | 62597.3783 | 63522.8308 | 64538.4911 | 65590.7351 | 66651.8814 | 67621.3485 | 68703.2459 | 69748.8236 | 70882.094 | 72052.0559 | 73056.778 |  | 9156.374 | 16810.424 | 24699.384 | 24699.384 | 24835.7323 | 24990.2992 | 25159.1081 | 25336.7908 | 25513.9946 | 25681.9346 | 25838.3518 | 26009.3686 | 26196.6676 | 26390.8931 | 26581.8579 | 26757.4425 | 26947.8997 | 27151.9276 | 27372.2876 | 27604.0014 | 27839.3043 | 28084.6038 | 28287.8395 | 28516.7892 | 28745.9217 | 28961.3843 | 29108.9076 | 29311.5447 | 29461.2939 | 29661.5536 | 29865.2147 | 29994.6857 |  | 9156.374 | 16810.424 | 26998.884 | 51395.484 | 51769.1044 | 52172.2255 | 52606.3728 | 53070.3183 | 53551.8848 | 54035.4526 | 54553.03 | 55133.0403 | 55743.4789 | 56379.0915 | 57042.1549 | 57711.1879 | 58434.9642 | 59185.2046 | 59980.9865 | 60810.1484 | 61673.7246 | 62597.3783 | 63522.8308 | 64538.4911 | 65590.7351 | 66651.8814 | 67621.3485 | 68703.2459 | 69748.8236 | 70882.094 | 72052.0559 | 73056.778 |  | 9156.374 | 16810.424 | 26998.884 | 51395.484 | 51769.1044 | 52172.2255 | 52606.3728 | 53070.3183 | 53551.8848 | 54035.4526 | 54553.03 | 55133.0403 | 55743.4789 | 56379.0915 | 57042.1549 | 57711.1879 | 58434.9642 | 59185.2046 | 59980.9865 | 60810.1484 | 61673.7246 | 62597.3783 | 63522.8308 | 64538.4911 | 65590.7351 | 66651.8814 | 67621.3485 | 68703.2459 | 69748.8236 | 70882.094 | 72052.0559 | 73056.778 |  | 9156.374 | 16810.424 | 26998.884 | 51483.5785 | 52610.9728 | 54132.7642 | 56115.9545 | 58444.1473 | 61100.3777 | 64032.6843 | 67223.9386 | 70661.0443 | 74150.853 | 77655.7029 | 81210.0157 | 84748.9593 | 88326.1566 | 91868.675 | 95383.6821 | 98816.4742 | 101951.2949 | 104710.9285 | 107099.0861 | 109306.2053 | 111282.5034 | 113032.7181 | 114484.9898 | 116053.9421 | 117488.623 | 119028.0502 | 120573.8443 | 121710.8729
| Total |  | 9185.7156 | 16866.5282 | 27091.6313 | 51541.8661 | 51991.9967 | 52504.0236 | 53069.8279 | 53706.3515 | 54390.856 | 55118.0263 | 55974.6412 | 56937.3207 | 58081.9129 | 59298.847 | 60677.8739 | 62087.9322 | 63604.039 | 65160.9954 | 66767.7133 | 68363.6239 | 70035.5618 | 71779.1613 | 73492.6107 | 75290.6938 | 77049.1602 | 78825.6333 | 80489.9955 | 82226.5025 | 83904.2308 | 85675.7583 | 87344.6941 | 88858.0152 |  | 9185.7156 | 16839.7656 | 24728.4978 | 24744.5761 | 24903.0542 | 25089.6262 | 25300.5889 | 25536.2989 | 25782.4194 | 26027.4996 | 26281.6787 | 26551.1131 | 26866.4764 | 27181.0403 | 27515.8338 | 27829.2381 | 28161.7426 | 28505.1566 | 28863.1353 | 29221.0927 | 29595.5122 | 29987.5271 | 30337.1302 | 30718.8611 | 31070.9503 | 31430.8277 | 31725.7595 | 32066.1248 | 32352.5534 | 32705.4987 | 32991.135 | 33239.9673 |  | 9185.7156 | 16866.5282 | 27091.6313 | 51541.3762 | 51988.911 | 52493.5308 | 53043.3107 | 53647.1751 | 54276.6027 | 54918.1266 | 55641.0367 | 56432.1517 | 57331.5661 | 58253.7274 | 59267.2253 | 60286.6856 | 61382.7091 | 62509.2196 | 63685.412 | 64880.4262 | 66146.3689 | 67496.2925 | 68851.9645 | 70316.1911 | 71768.1669 | 73264.7148 | 74675.9529 | 76185.1794 | 77659.6575 | 79251.389 | 80762.698 | 82157.3094 |  | 9185.7156 | 16866.5282 | 27091.6313 | 51541.8661 | 51991.9967 | 52504.0236 | 53069.8279 | 53706.3515 | 54390.856 | 55118.0263 | 55974.6412 | 56937.3207 | 58081.9129 | 59298.847 | 60677.8739 | 62087.9322 | 63604.039 | 65160.9954 | 66767.7133 | 68363.6239 | 70035.5618 | 71779.1613 | 73492.6107 | 75290.6938 | 77049.1602 | 78825.6333 | 80489.9955 | 82226.5025 | 83904.2308 | 85675.7583 | 87344.6941 | 88858.0152 |  | 9185.7156 | 17021.1422 | 27301.4521 | 51889.96 | 53132.9331 | 54792.7693 | 56929.6732 | 59444.2449 | 62292.3218 | 65427.625 | 68883.56 | 72586.576 | 76443.8557 | 80306.2145 | 84293.3465 | 88259.3757 | 92284.4415 | 96279.4207 | 100247.5865 | 104116.7982 | 107728.4116 | 110990.9568 | 113888.8182 | 116628.1395 | 119075.3256 | 121341.8266 | 123317.5562 | 125391.4303 | 127332.0322 | 129413.1381 | 131354.4377 | 132953.4051
Annual energy for demand, generation and battery storage (MWh) across the entire network
Click + to view
Click + to view
Click + to view
Click + to view
Click + to view
CLICK HERE TO
RETURN TO CONTENTS

## Multi_BSP_Chart_Data (hidden)
MAX DEMAND |  | 3 | 4 | 5 | 6 | 7 | 8 | 9 | 10 | 11 | 12 | 13 | 14 | 15 | 16 | 17 | 18 | 19 | 20 | 21 | 22 | 23 | 24 | 25 | 26 | 27 | 28 | 29 | 30 | 31 | 32 | 33 | 34 | 35 | 36 | 37 | 38 | 39 | 40 | 41 | 42 | 43 | 44 | 45 | 46 | 47 | 48 | 49 | 50 | 51 | 52 | 53 | 54 | 55 | 56 | 57 | 58 | 59 | 60 | 61 | 62 | 63 | 64 | 65 | 66 | 67 | 68 | 69 | 70 | 71 | 72 | 73 | 74 | 75 | 76 | 77 | 78 | 79 | 80 | 81 | 82 | 83 | 84 | 85 | 86 | 87 | 88 | 89 | 90 | 91 | 92 | 93 | 94 | 95 | 96 | 97 | 98 | 99 | 100 | 101 | 102 | 103 | 104 | 105 | 106 | 107 | 108 | 109 | 110 | 111 | 112 | 113 | 114 | 115 | 116 | 117 | 118 | 119 | 120 | 121 | 122 | 123 | 124 | 125 | 126 | 127 | 128 | 129 | 130 | 131 | 132 | 133 | 134 | 135 | 136 | 137 | 138 | 139 | 140 | 141 | 142 | 143 | 144 | 145 | 146 | 147 | 148 | 149 | 150 | 151 | 152 | 153 | 154 | 155 | 156 | 157 | 158 | 159 | 160 | 161 | 162 | 163 | 164 | 165 | 166
| Central Outlook | 35: Steady Progression; 68: System Transformation; 101: Consumer Transformation; 134: Leading the Way
|  | 2020 | 2021 | 2022 | 2023 | 2024 | 2025 | 2026 | 2027 | 2028 | 2029 | 2030 | 2031 | 2032 | 2033 | 2034 | 2035 | 2036 | 2037 | 2038 | 2039 | 2040 | 2041 | 2042 | 2043 | 2044 | 2045 | 2046 | 2047 | 2048 | 2049 | 2050 | 2051 |  | 2020 | 2021 | 2022 | 2023 | 2024 | 2025 | 2026 | 2027 | 2028 | 2029 | 2030 | 2031 | 2032 | 2033 | 2034 | 2035 | 2036 | 2037 | 2038 | 2039 | 2040 | 2041 | 2042 | 2043 | 2044 | 2045 | 2046 | 2047 | 2048 | 2049 | 2050 | 2051 |  | 2020 | 2021 | 2022 | 2023 | 2024 | 2025 | 2026 | 2027 | 2028 | 2029 | 2030 | 2031 | 2032 | 2033 | 2034 | 2035 | 2036 | 2037 | 2038 | 2039 | 2040 | 2041 | 2042 | 2043 | 2044 | 2045 | 2046 | 2047 | 2048 | 2049 | 2050 | 2051 |  | 2020 | 2021 | 2022 | 2023 | 2024 | 2025 | 2026 | 2027 | 2028 | 2029 | 2030 | 2031 | 2032 | 2033 | 2034 | 2035 | 2036 | 2037 | 2038 | 2039 | 2040 | 2041 | 2042 | 2043 | 2044 | 2045 | 2046 | 2047 | 2048 | 2049 | 2050 | 2051 |  | 2020 | 2021 | 2022 | 2023 | 2024 | 2025 | 2026 | 2027 | 2028 | 2029 | 2030 | 2031 | 2032 | 2033 | 2034 | 2035 | 2036 | 2037 | 2038 | 2039 | 2040 | 2041 | 2042 | 2043 | 2044 | 2045 | 2046 | 2047 | 2048 | 2049 | 2050 | 2051
FALSE | Select a BSP | 0 | 0 | 0 | 0 | 0 | 0 | 0 | 0 | 0 | 0 | 0 | 0 | 0 | 0 | 0 | 0 | 0 | 0 | 0 | 0 | 0 | 0 | 0 | 0 | 0 | 0 | 0 | 0 | 0 | 0 | 0 | 0 | 0 | 0 | 0 | 0 | 0 | 0 | 0 | 0 | 0 | 0 | 0 | 0 | 0 | 0 | 0 | 0 | 0 | 0 | 0 | 0 | 0 | 0 | 0 | 0 | 0 | 0 | 0 | 0 | 0 | 0 | 0 | 0 | 0 | 0 | 0 | 0 | 0 | 0 | 0 | 0 | 0 | 0 | 0 | 0 | 0 | 0 | 0 | 0 | 0 | 0 | 0 | 0 | 0 | 0 | 0 | 0 | 0 | 0 | 0 | 0 | 0 | 0 | 0 | 0 | 0 | 0 | 0 | 0 | 0 | 0 | 0 | 0 | 0 | 0 | 0 | 0 | 0 | 0 | 0 | 0 | 0 | 0 | 0 | 0 | 0 | 0 | 0 | 0 | 0 | 0 | 0 | 0 | 0 | 0 | 0 | 0 | 0 | 0 | 0 | 0 | 0 | 0 | 0 | 0 | 0 | 0 | 0 | 0 | 0 | 0 | 0 | 0 | 0 | 0 | 0 | 0 | 0 | 0 | 0 | 0 | 0 | 0 | 0 | 0 | 0 | 0 | 0 | 0 | 0 | 0 | 0 | 0
FALSE | Select a BSP | 0 | 0 | 0 | 0 | 0 | 0 | 0 | 0 | 0 | 0 | 0 | 0 | 0 | 0 | 0 | 0 | 0 | 0 | 0 | 0 | 0 | 0 | 0 | 0 | 0 | 0 | 0 | 0 | 0 | 0 | 0 | 0 | 0 | 0 | 0 | 0 | 0 | 0 | 0 | 0 | 0 | 0 | 0 | 0 | 0 | 0 | 0 | 0 | 0 | 0 | 0 | 0 | 0 | 0 | 0 | 0 | 0 | 0 | 0 | 0 | 0 | 0 | 0 | 0 | 0 | 0 | 0 | 0 | 0 | 0 | 0 | 0 | 0 | 0 | 0 | 0 | 0 | 0 | 0 | 0 | 0 | 0 | 0 | 0 | 0 | 0 | 0 | 0 | 0 | 0 | 0 | 0 | 0 | 0 | 0 | 0 | 0 | 0 | 0 | 0 | 0 | 0 | 0 | 0 | 0 | 0 | 0 | 0 | 0 | 0 | 0 | 0 | 0 | 0 | 0 | 0 | 0 | 0 | 0 | 0 | 0 | 0 | 0 | 0 | 0 | 0 | 0 | 0 | 0 | 0 | 0 | 0 | 0 | 0 | 0 | 0 | 0 | 0 | 0 | 0 | 0 | 0 | 0 | 0 | 0 | 0 | 0 | 0 | 0 | 0 | 0 | 0 | 0 | 0 | 0 | 0 | 0 | 0 | 0 | 0 | 0 | 0 | 0 | 0
FALSE | Select a BSP | 0 | 0 | 0 | 0 | 0 | 0 | 0 | 0 | 0 | 0 | 0 | 0 | 0 | 0 | 0 | 0 | 0 | 0 | 0 | 0 | 0 | 0 | 0 | 0 | 0 | 0 | 0 | 0 | 0 | 0 | 0 | 0 | 0 | 0 | 0 | 0 | 0 | 0 | 0 | 0 | 0 | 0 | 0 | 0 | 0 | 0 | 0 | 0 | 0 | 0 | 0 | 0 | 0 | 0 | 0 | 0 | 0 | 0 | 0 | 0 | 0 | 0 | 0 | 0 | 0 | 0 | 0 | 0 | 0 | 0 | 0 | 0 | 0 | 0 | 0 | 0 | 0 | 0 | 0 | 0 | 0 | 0 | 0 | 0 | 0 | 0 | 0 | 0 | 0 | 0 | 0 | 0 | 0 | 0 | 0 | 0 | 0 | 0 | 0 | 0 | 0 | 0 | 0 | 0 | 0 | 0 | 0 | 0 | 0 | 0 | 0 | 0 | 0 | 0 | 0 | 0 | 0 | 0 | 0 | 0 | 0 | 0 | 0 | 0 | 0 | 0 | 0 | 0 | 0 | 0 | 0 | 0 | 0 | 0 | 0 | 0 | 0 | 0 | 0 | 0 | 0 | 0 | 0 | 0 | 0 | 0 | 0 | 0 | 0 | 0 | 0 | 0 | 0 | 0 | 0 | 0 | 0 | 0 | 0 | 0 | 0 | 0 | 0 | 0
FALSE | Select a BSP | 0 | 0 | 0 | 0 | 0 | 0 | 0 | 0 | 0 | 0 | 0 | 0 | 0 | 0 | 0 | 0 | 0 | 0 | 0 | 0 | 0 | 0 | 0 | 0 | 0 | 0 | 0 | 0 | 0 | 0 | 0 | 0 | 0 | 0 | 0 | 0 | 0 | 0 | 0 | 0 | 0 | 0 | 0 | 0 | 0 | 0 | 0 | 0 | 0 | 0 | 0 | 0 | 0 | 0 | 0 | 0 | 0 | 0 | 0 | 0 | 0 | 0 | 0 | 0 | 0 | 0 | 0 | 0 | 0 | 0 | 0 | 0 | 0 | 0 | 0 | 0 | 0 | 0 | 0 | 0 | 0 | 0 | 0 | 0 | 0 | 0 | 0 | 0 | 0 | 0 | 0 | 0 | 0 | 0 | 0 | 0 | 0 | 0 | 0 | 0 | 0 | 0 | 0 | 0 | 0 | 0 | 0 | 0 | 0 | 0 | 0 | 0 | 0 | 0 | 0 | 0 | 0 | 0 | 0 | 0 | 0 | 0 | 0 | 0 | 0 | 0 | 0 | 0 | 0 | 0 | 0 | 0 | 0 | 0 | 0 | 0 | 0 | 0 | 0 | 0 | 0 | 0 | 0 | 0 | 0 | 0 | 0 | 0 | 0 | 0 | 0 | 0 | 0 | 0 | 0 | 0 | 0 | 0 | 0 | 0 | 0 | 0 | 0 | 0
FALSE | Select a BSP | 0 | 0 | 0 | 0 | 0 | 0 | 0 | 0 | 0 | 0 | 0 | 0 | 0 | 0 | 0 | 0 | 0 | 0 | 0 | 0 | 0 | 0 | 0 | 0 | 0 | 0 | 0 | 0 | 0 | 0 | 0 | 0 | 0 | 0 | 0 | 0 | 0 | 0 | 0 | 0 | 0 | 0 | 0 | 0 | 0 | 0 | 0 | 0 | 0 | 0 | 0 | 0 | 0 | 0 | 0 | 0 | 0 | 0 | 0 | 0 | 0 | 0 | 0 | 0 | 0 | 0 | 0 | 0 | 0 | 0 | 0 | 0 | 0 | 0 | 0 | 0 | 0 | 0 | 0 | 0 | 0 | 0 | 0 | 0 | 0 | 0 | 0 | 0 | 0 | 0 | 0 | 0 | 0 | 0 | 0 | 0 | 0 | 0 | 0 | 0 | 0 | 0 | 0 | 0 | 0 | 0 | 0 | 0 | 0 | 0 | 0 | 0 | 0 | 0 | 0 | 0 | 0 | 0 | 0 | 0 | 0 | 0 | 0 | 0 | 0 | 0 | 0 | 0 | 0 | 0 | 0 | 0 | 0 | 0 | 0 | 0 | 0 | 0 | 0 | 0 | 0 | 0 | 0 | 0 | 0 | 0 | 0 | 0 | 0 | 0 | 0 | 0 | 0 | 0 | 0 | 0 | 0 | 0 | 0 | 0 | 0 | 0 | 0 | 0
FALSE | Select a BSP | 0 | 0 | 0 | 0 | 0 | 0 | 0 | 0 | 0 | 0 | 0 | 0 | 0 | 0 | 0 | 0 | 0 | 0 | 0 | 0 | 0 | 0 | 0 | 0 | 0 | 0 | 0 | 0 | 0 | 0 | 0 | 0 | 0 | 0 | 0 | 0 | 0 | 0 | 0 | 0 | 0 | 0 | 0 | 0 | 0 | 0 | 0 | 0 | 0 | 0 | 0 | 0 | 0 | 0 | 0 | 0 | 0 | 0 | 0 | 0 | 0 | 0 | 0 | 0 | 0 | 0 | 0 | 0 | 0 | 0 | 0 | 0 | 0 | 0 | 0 | 0 | 0 | 0 | 0 | 0 | 0 | 0 | 0 | 0 | 0 | 0 | 0 | 0 | 0 | 0 | 0 | 0 | 0 | 0 | 0 | 0 | 0 | 0 | 0 | 0 | 0 | 0 | 0 | 0 | 0 | 0 | 0 | 0 | 0 | 0 | 0 | 0 | 0 | 0 | 0 | 0 | 0 | 0 | 0 | 0 | 0 | 0 | 0 | 0 | 0 | 0 | 0 | 0 | 0 | 0 | 0 | 0 | 0 | 0 | 0 | 0 | 0 | 0 | 0 | 0 | 0 | 0 | 0 | 0 | 0 | 0 | 0 | 0 | 0 | 0 | 0 | 0 | 0 | 0 | 0 | 0 | 0 | 0 | 0 | 0 | 0 | 0 | 0 | 0
FALSE | Select a BSP | 0 | 0 | 0 | 0 | 0 | 0 | 0 | 0 | 0 | 0 | 0 | 0 | 0 | 0 | 0 | 0 | 0 | 0 | 0 | 0 | 0 | 0 | 0 | 0 | 0 | 0 | 0 | 0 | 0 | 0 | 0 | 0 | 0 | 0 | 0 | 0 | 0 | 0 | 0 | 0 | 0 | 0 | 0 | 0 | 0 | 0 | 0 | 0 | 0 | 0 | 0 | 0 | 0 | 0 | 0 | 0 | 0 | 0 | 0 | 0 | 0 | 0 | 0 | 0 | 0 | 0 | 0 | 0 | 0 | 0 | 0 | 0 | 0 | 0 | 0 | 0 | 0 | 0 | 0 | 0 | 0 | 0 | 0 | 0 | 0 | 0 | 0 | 0 | 0 | 0 | 0 | 0 | 0 | 0 | 0 | 0 | 0 | 0 | 0 | 0 | 0 | 0 | 0 | 0 | 0 | 0 | 0 | 0 | 0 | 0 | 0 | 0 | 0 | 0 | 0 | 0 | 0 | 0 | 0 | 0 | 0 | 0 | 0 | 0 | 0 | 0 | 0 | 0 | 0 | 0 | 0 | 0 | 0 | 0 | 0 | 0 | 0 | 0 | 0 | 0 | 0 | 0 | 0 | 0 | 0 | 0 | 0 | 0 | 0 | 0 | 0 | 0 | 0 | 0 | 0 | 0 | 0 | 0 | 0 | 0 | 0 | 0 | 0 | 0
FALSE | Select a BSP | 0 | 0 | 0 | 0 | 0 | 0 | 0 | 0 | 0 | 0 | 0 | 0 | 0 | 0 | 0 | 0 | 0 | 0 | 0 | 0 | 0 | 0 | 0 | 0 | 0 | 0 | 0 | 0 | 0 | 0 | 0 | 0 | 0 | 0 | 0 | 0 | 0 | 0 | 0 | 0 | 0 | 0 | 0 | 0 | 0 | 0 | 0 | 0 | 0 | 0 | 0 | 0 | 0 | 0 | 0 | 0 | 0 | 0 | 0 | 0 | 0 | 0 | 0 | 0 | 0 | 0 | 0 | 0 | 0 | 0 | 0 | 0 | 0 | 0 | 0 | 0 | 0 | 0 | 0 | 0 | 0 | 0 | 0 | 0 | 0 | 0 | 0 | 0 | 0 | 0 | 0 | 0 | 0 | 0 | 0 | 0 | 0 | 0 | 0 | 0 | 0 | 0 | 0 | 0 | 0 | 0 | 0 | 0 | 0 | 0 | 0 | 0 | 0 | 0 | 0 | 0 | 0 | 0 | 0 | 0 | 0 | 0 | 0 | 0 | 0 | 0 | 0 | 0 | 0 | 0 | 0 | 0 | 0 | 0 | 0 | 0 | 0 | 0 | 0 | 0 | 0 | 0 | 0 | 0 | 0 | 0 | 0 | 0 | 0 | 0 | 0 | 0 | 0 | 0 | 0 | 0 | 0 | 0 | 0 | 0 | 0 | 0 | 0 | 0
FALSE | Select a BSP | 0 | 0 | 0 | 0 | 0 | 0 | 0 | 0 | 0 | 0 | 0 | 0 | 0 | 0 | 0 | 0 | 0 | 0 | 0 | 0 | 0 | 0 | 0 | 0 | 0 | 0 | 0 | 0 | 0 | 0 | 0 | 0 | 0 | 0 | 0 | 0 | 0 | 0 | 0 | 0 | 0 | 0 | 0 | 0 | 0 | 0 | 0 | 0 | 0 | 0 | 0 | 0 | 0 | 0 | 0 | 0 | 0 | 0 | 0 | 0 | 0 | 0 | 0 | 0 | 0 | 0 | 0 | 0 | 0 | 0 | 0 | 0 | 0 | 0 | 0 | 0 | 0 | 0 | 0 | 0 | 0 | 0 | 0 | 0 | 0 | 0 | 0 | 0 | 0 | 0 | 0 | 0 | 0 | 0 | 0 | 0 | 0 | 0 | 0 | 0 | 0 | 0 | 0 | 0 | 0 | 0 | 0 | 0 | 0 | 0 | 0 | 0 | 0 | 0 | 0 | 0 | 0 | 0 | 0 | 0 | 0 | 0 | 0 | 0 | 0 | 0 | 0 | 0 | 0 | 0 | 0 | 0 | 0 | 0 | 0 | 0 | 0 | 0 | 0 | 0 | 0 | 0 | 0 | 0 | 0 | 0 | 0 | 0 | 0 | 0 | 0 | 0 | 0 | 0 | 0 | 0 | 0 | 0 | 0 | 0 | 0 | 0 | 0 | 0
FALSE | Select a BSP | 0 | 0 | 0 | 0 | 0 | 0 | 0 | 0 | 0 | 0 | 0 | 0 | 0 | 0 | 0 | 0 | 0 | 0 | 0 | 0 | 0 | 0 | 0 | 0 | 0 | 0 | 0 | 0 | 0 | 0 | 0 | 0 | 0 | 0 | 0 | 0 | 0 | 0 | 0 | 0 | 0 | 0 | 0 | 0 | 0 | 0 | 0 | 0 | 0 | 0 | 0 | 0 | 0 | 0 | 0 | 0 | 0 | 0 | 0 | 0 | 0 | 0 | 0 | 0 | 0 | 0 | 0 | 0 | 0 | 0 | 0 | 0 | 0 | 0 | 0 | 0 | 0 | 0 | 0 | 0 | 0 | 0 | 0 | 0 | 0 | 0 | 0 | 0 | 0 | 0 | 0 | 0 | 0 | 0 | 0 | 0 | 0 | 0 | 0 | 0 | 0 | 0 | 0 | 0 | 0 | 0 | 0 | 0 | 0 | 0 | 0 | 0 | 0 | 0 | 0 | 0 | 0 | 0 | 0 | 0 | 0 | 0 | 0 | 0 | 0 | 0 | 0 | 0 | 0 | 0 | 0 | 0 | 0 | 0 | 0 | 0 | 0 | 0 | 0 | 0 | 0 | 0 | 0 | 0 | 0 | 0 | 0 | 0 | 0 | 0 | 0 | 0 | 0 | 0 | 0 | 0 | 0 | 0 | 0 | 0 | 0 | 0 | 0 | 0
MAXIMUM
| Central Outlook | 0 | 0 | 0 | 0 | 0 | 0 | 0 | 0 | 0 | 0 | 0 | 0 | 0 | 0 | 0 | 0 | 0 | 0 | 0 | 0 | 0 | 0 | 0 | 0 | 0 | 0 | 0 | 0 | 0 | 0 | 0 | 0
| Steady Progression | 0 | 0 | 0 | 0 | 0 | 0 | 0 | 0 | 0 | 0 | 0 | 0 | 0 | 0 | 0 | 0 | 0 | 0 | 0 | 0 | 0 | 0 | 0 | 0 | 0 | 0 | 0 | 0 | 0 | 0 | 0 | 0
| System Transformation | 0 | 0 | 0 | 0 | 0 | 0 | 0 | 0 | 0 | 0 | 0 | 0 | 0 | 0 | 0 | 0 | 0 | 0 | 0 | 0 | 0 | 0 | 0 | 0 | 0 | 0 | 0 | 0 | 0 | 0 | 0 | 0
| Consumer Transformation | 0 | 0 | 0 | 0 | 0 | 0 | 0 | 0 | 0 | 0 | 0 | 0 | 0 | 0 | 0 | 0 | 0 | 0 | 0 | 0 | 0 | 0 | 0 | 0 | 0 | 0 | 0 | 0 | 0 | 0 | 0 | 0
| Leading the Way | 0 | 0 | 0 | 0 | 0 | 0 | 0 | 0 | 0 | 0 | 0 | 0 | 0 | 0 | 0 | 0 | 0 | 0 | 0 | 0 | 0 | 0 | 0 | 0 | 0 | 0 | 0 | 0 | 0 | 0 | 0 | 0
| Year | 2020 | 2021 | 2022 | 2023 | 2024 | 2025 | 2026 | 2027 | 2028 | 2029 | 2030 | 2031 | 2032 | 2033 | 2034 | 2035 | 2036 | 2037 | 2038 | 2039 | 2040 | 2041 | 2042 | 2043 | 2044 | 2045 | 2046 | 2047 | 2048 | 2049 | 2050 | 2051
MINIMUM DEMAND |  | 3 | 4 | 5 | 6 | 7 | 8 | 9 | 10 | 11 | 12 | 13 | 14 | 15 | 16 | 17 | 18 | 19 | 20 | 21 | 22 | 23 | 24 | 25 | 26 | 27 | 28 | 29 | 30 | 31 | 32 | 33 | 34 | 35 | 36 | 37 | 38 | 39 | 40 | 41 | 42 | 43 | 44 | 45 | 46 | 47 | 48 | 49 | 50 | 51 | 52 | 53 | 54 | 55 | 56 | 57 | 58 | 59 | 60 | 61 | 62 | 63 | 64 | 65 | 66 | 67 | 68 | 69 | 70 | 71 | 72 | 73 | 74 | 75 | 76 | 77 | 78 | 79 | 80 | 81 | 82 | 83 | 84 | 85 | 86 | 87 | 88 | 89 | 90 | 91 | 92 | 93 | 94 | 95 | 96 | 97 | 98 | 99 | 100 | 101 | 102 | 103 | 104 | 105 | 106 | 107 | 108 | 109 | 110 | 111 | 112 | 113 | 114 | 115 | 116 | 117 | 118 | 119 | 120 | 121 | 122 | 123 | 124 | 125 | 126 | 127 | 128 | 129 | 130 | 131 | 132 | 133 | 134 | 135 | 136 | 137 | 138 | 139 | 140 | 141 | 142 | 143 | 144 | 145 | 146 | 147 | 148 | 149 | 150 | 151 | 152 | 153 | 154 | 155 | 156 | 157 | 158 | 159 | 160 | 161 | 162 | 163 | 164 | 165 | 166
| Central Outlook | 2051 35: Steady Progression; 2051 68: System Transformation; 2051 101: Consumer Transformation; 2051 134: Leading the Way
|  | 2020 | 2021 | 2022 | 2023 | 2024 | 2025 | 2026 | 2027 | 2028 | 2029 | 2030 | 2031 | 2032 | 2033 | 2034 | 2035 | 2036 | 2037 | 2038 | 2039 | 2040 | 2041 | 2042 | 2043 | 2044 | 2045 | 2046 | 2047 | 2048 | 2049 | 2050 | 2051 |  | 2020 | 2021 | 2022 | 2023 | 2024 | 2025 | 2026 | 2027 | 2028 | 2029 | 2030 | 2031 | 2032 | 2033 | 2034 | 2035 | 2036 | 2037 | 2038 | 2039 | 2040 | 2041 | 2042 | 2043 | 2044 | 2045 | 2046 | 2047 | 2048 | 2049 | 2050 | 2051 |  | 2020 | 2021 | 2022 | 2023 | 2024 | 2025 | 2026 | 2027 | 2028 | 2029 | 2030 | 2031 | 2032 | 2033 | 2034 | 2035 | 2036 | 2037 | 2038 | 2039 | 2040 | 2041 | 2042 | 2043 | 2044 | 2045 | 2046 | 2047 | 2048 | 2049 | 2050 | 2051 |  | 2020 | 2021 | 2022 | 2023 | 2024 | 2025 | 2026 | 2027 | 2028 | 2029 | 2030 | 2031 | 2032 | 2033 | 2034 | 2035 | 2036 | 2037 | 2038 | 2039 | 2040 | 2041 | 2042 | 2043 | 2044 | 2045 | 2046 | 2047 | 2048 | 2049 | 2050 | 2051 |  | 2020 | 2021 | 2022 | 2023 | 2024 | 2025 | 2026 | 2027 | 2028 | 2029 | 2030 | 2031 | 2032 | 2033 | 2034 | 2035 | 2036 | 2037 | 2038 | 2039 | 2040 | 2041 | 2042 | 2043 | 2044 | 2045 | 2046 | 2047 | 2048 | 2049 | 2050 | 2051
FALSE | Select a BSP | 0 | 0 | 0 | 0 | 0 | 0 | 0 | 0 | 0 | 0 | 0 | 0 | 0 | 0 | 0 | 0 | 0 | 0 | 0 | 0 | 0 | 0 | 0 | 0 | 0 | 0 | 0 | 0 | 0 | 0 | 0 | 0 | 0 | 0 | 0 | 0 | 0 | 0 | 0 | 0 | 0 | 0 | 0 | 0 | 0 | 0 | 0 | 0 | 0 | 0 | 0 | 0 | 0 | 0 | 0 | 0 | 0 | 0 | 0 | 0 | 0 | 0 | 0 | 0 | 0 | 0 | 0 | 0 | 0 | 0 | 0 | 0 | 0 | 0 | 0 | 0 | 0 | 0 | 0 | 0 | 0 | 0 | 0 | 0 | 0 | 0 | 0 | 0 | 0 | 0 | 0 | 0 | 0 | 0 | 0 | 0 | 0 | 0 | 0 | 0 | 0 | 0 | 0 | 0 | 0 | 0 | 0 | 0 | 0 | 0 | 0 | 0 | 0 | 0 | 0 | 0 | 0 | 0 | 0 | 0 | 0 | 0 | 0 | 0 | 0 | 0 | 0 | 0 | 0 | 0 | 0 | 0 | 0 | 0 | 0 | 0 | 0 | 0 | 0 | 0 | 0 | 0 | 0 | 0 | 0 | 0 | 0 | 0 | 0 | 0 | 0 | 0 | 0 | 0 | 0 | 0 | 0 | 0 | 0 | 0 | 0 | 0 | 0 | 0
FALSE | Select a BSP | 0 | 0 | 0 | 0 | 0 | 0 | 0 | 0 | 0 | 0 | 0 | 0 | 0 | 0 | 0 | 0 | 0 | 0 | 0 | 0 | 0 | 0 | 0 | 0 | 0 | 0 | 0 | 0 | 0 | 0 | 0 | 0 | 0 | 0 | 0 | 0 | 0 | 0 | 0 | 0 | 0 | 0 | 0 | 0 | 0 | 0 | 0 | 0 | 0 | 0 | 0 | 0 | 0 | 0 | 0 | 0 | 0 | 0 | 0 | 0 | 0 | 0 | 0 | 0 | 0 | 0 | 0 | 0 | 0 | 0 | 0 | 0 | 0 | 0 | 0 | 0 | 0 | 0 | 0 | 0 | 0 | 0 | 0 | 0 | 0 | 0 | 0 | 0 | 0 | 0 | 0 | 0 | 0 | 0 | 0 | 0 | 0 | 0 | 0 | 0 | 0 | 0 | 0 | 0 | 0 | 0 | 0 | 0 | 0 | 0 | 0 | 0 | 0 | 0 | 0 | 0 | 0 | 0 | 0 | 0 | 0 | 0 | 0 | 0 | 0 | 0 | 0 | 0 | 0 | 0 | 0 | 0 | 0 | 0 | 0 | 0 | 0 | 0 | 0 | 0 | 0 | 0 | 0 | 0 | 0 | 0 | 0 | 0 | 0 | 0 | 0 | 0 | 0 | 0 | 0 | 0 | 0 | 0 | 0 | 0 | 0 | 0 | 0 | 0
FALSE | Select a BSP | 0 | 0 | 0 | 0 | 0 | 0 | 0 | 0 | 0 | 0 | 0 | 0 | 0 | 0 | 0 | 0 | 0 | 0 | 0 | 0 | 0 | 0 | 0 | 0 | 0 | 0 | 0 | 0 | 0 | 0 | 0 | 0 | 0 | 0 | 0 | 0 | 0 | 0 | 0 | 0 | 0 | 0 | 0 | 0 | 0 | 0 | 0 | 0 | 0 | 0 | 0 | 0 | 0 | 0 | 0 | 0 | 0 | 0 | 0 | 0 | 0 | 0 | 0 | 0 | 0 | 0 | 0 | 0 | 0 | 0 | 0 | 0 | 0 | 0 | 0 | 0 | 0 | 0 | 0 | 0 | 0 | 0 | 0 | 0 | 0 | 0 | 0 | 0 | 0 | 0 | 0 | 0 | 0 | 0 | 0 | 0 | 0 | 0 | 0 | 0 | 0 | 0 | 0 | 0 | 0 | 0 | 0 | 0 | 0 | 0 | 0 | 0 | 0 | 0 | 0 | 0 | 0 | 0 | 0 | 0 | 0 | 0 | 0 | 0 | 0 | 0 | 0 | 0 | 0 | 0 | 0 | 0 | 0 | 0 | 0 | 0 | 0 | 0 | 0 | 0 | 0 | 0 | 0 | 0 | 0 | 0 | 0 | 0 | 0 | 0 | 0 | 0 | 0 | 0 | 0 | 0 | 0 | 0 | 0 | 0 | 0 | 0 | 0 | 0
FALSE | Select a BSP | 0 | 0 | 0 | 0 | 0 | 0 | 0 | 0 | 0 | 0 | 0 | 0 | 0 | 0 | 0 | 0 | 0 | 0 | 0 | 0 | 0 | 0 | 0 | 0 | 0 | 0 | 0 | 0 | 0 | 0 | 0 | 0 | 0 | 0 | 0 | 0 | 0 | 0 | 0 | 0 | 0 | 0 | 0 | 0 | 0 | 0 | 0 | 0 | 0 | 0 | 0 | 0 | 0 | 0 | 0 | 0 | 0 | 0 | 0 | 0 | 0 | 0 | 0 | 0 | 0 | 0 | 0 | 0 | 0 | 0 | 0 | 0 | 0 | 0 | 0 | 0 | 0 | 0 | 0 | 0 | 0 | 0 | 0 | 0 | 0 | 0 | 0 | 0 | 0 | 0 | 0 | 0 | 0 | 0 | 0 | 0 | 0 | 0 | 0 | 0 | 0 | 0 | 0 | 0 | 0 | 0 | 0 | 0 | 0 | 0 | 0 | 0 | 0 | 0 | 0 | 0 | 0 | 0 | 0 | 0 | 0 | 0 | 0 | 0 | 0 | 0 | 0 | 0 | 0 | 0 | 0 | 0 | 0 | 0 | 0 | 0 | 0 | 0 | 0 | 0 | 0 | 0 | 0 | 0 | 0 | 0 | 0 | 0 | 0 | 0 | 0 | 0 | 0 | 0 | 0 | 0 | 0 | 0 | 0 | 0 | 0 | 0 | 0 | 0
FALSE | Select a BSP | 0 | 0 | 0 | 0 | 0 | 0 | 0 | 0 | 0 | 0 | 0 | 0 | 0 | 0 | 0 | 0 | 0 | 0 | 0 | 0 | 0 | 0 | 0 | 0 | 0 | 0 | 0 | 0 | 0 | 0 | 0 | 0 | 0 | 0 | 0 | 0 | 0 | 0 | 0 | 0 | 0 | 0 | 0 | 0 | 0 | 0 | 0 | 0 | 0 | 0 | 0 | 0 | 0 | 0 | 0 | 0 | 0 | 0 | 0 | 0 | 0 | 0 | 0 | 0 | 0 | 0 | 0 | 0 | 0 | 0 | 0 | 0 | 0 | 0 | 0 | 0 | 0 | 0 | 0 | 0 | 0 | 0 | 0 | 0 | 0 | 0 | 0 | 0 | 0 | 0 | 0 | 0 | 0 | 0 | 0 | 0 | 0 | 0 | 0 | 0 | 0 | 0 | 0 | 0 | 0 | 0 | 0 | 0 | 0 | 0 | 0 | 0 | 0 | 0 | 0 | 0 | 0 | 0 | 0 | 0 | 0 | 0 | 0 | 0 | 0 | 0 | 0 | 0 | 0 | 0 | 0 | 0 | 0 | 0 | 0 | 0 | 0 | 0 | 0 | 0 | 0 | 0 | 0 | 0 | 0 | 0 | 0 | 0 | 0 | 0 | 0 | 0 | 0 | 0 | 0 | 0 | 0 | 0 | 0 | 0 | 0 | 0 | 0 | 0
FALSE | Select a BSP | 0 | 0 | 0 | 0 | 0 | 0 | 0 | 0 | 0 | 0 | 0 | 0 | 0 | 0 | 0 | 0 | 0 | 0 | 0 | 0 | 0 | 0 | 0 | 0 | 0 | 0 | 0 | 0 | 0 | 0 | 0 | 0 | 0 | 0 | 0 | 0 | 0 | 0 | 0 | 0 | 0 | 0 | 0 | 0 | 0 | 0 | 0 | 0 | 0 | 0 | 0 | 0 | 0 | 0 | 0 | 0 | 0 | 0 | 0 | 0 | 0 | 0 | 0 | 0 | 0 | 0 | 0 | 0 | 0 | 0 | 0 | 0 | 0 | 0 | 0 | 0 | 0 | 0 | 0 | 0 | 0 | 0 | 0 | 0 | 0 | 0 | 0 | 0 | 0 | 0 | 0 | 0 | 0 | 0 | 0 | 0 | 0 | 0 | 0 | 0 | 0 | 0 | 0 | 0 | 0 | 0 | 0 | 0 | 0 | 0 | 0 | 0 | 0 | 0 | 0 | 0 | 0 | 0 | 0 | 0 | 0 | 0 | 0 | 0 | 0 | 0 | 0 | 0 | 0 | 0 | 0 | 0 | 0 | 0 | 0 | 0 | 0 | 0 | 0 | 0 | 0 | 0 | 0 | 0 | 0 | 0 | 0 | 0 | 0 | 0 | 0 | 0 | 0 | 0 | 0 | 0 | 0 | 0 | 0 | 0 | 0 | 0 | 0 | 0
FALSE | Select a BSP | 0 | 0 | 0 | 0 | 0 | 0 | 0 | 0 | 0 | 0 | 0 | 0 | 0 | 0 | 0 | 0 | 0 | 0 | 0 | 0 | 0 | 0 | 0 | 0 | 0 | 0 | 0 | 0 | 0 | 0 | 0 | 0 | 0 | 0 | 0 | 0 | 0 | 0 | 0 | 0 | 0 | 0 | 0 | 0 | 0 | 0 | 0 | 0 | 0 | 0 | 0 | 0 | 0 | 0 | 0 | 0 | 0 | 0 | 0 | 0 | 0 | 0 | 0 | 0 | 0 | 0 | 0 | 0 | 0 | 0 | 0 | 0 | 0 | 0 | 0 | 0 | 0 | 0 | 0 | 0 | 0 | 0 | 0 | 0 | 0 | 0 | 0 | 0 | 0 | 0 | 0 | 0 | 0 | 0 | 0 | 0 | 0 | 0 | 0 | 0 | 0 | 0 | 0 | 0 | 0 | 0 | 0 | 0 | 0 | 0 | 0 | 0 | 0 | 0 | 0 | 0 | 0 | 0 | 0 | 0 | 0 | 0 | 0 | 0 | 0 | 0 | 0 | 0 | 0 | 0 | 0 | 0 | 0 | 0 | 0 | 0 | 0 | 0 | 0 | 0 | 0 | 0 | 0 | 0 | 0 | 0 | 0 | 0 | 0 | 0 | 0 | 0 | 0 | 0 | 0 | 0 | 0 | 0 | 0 | 0 | 0 | 0 | 0 | 0
FALSE | Select a BSP | 0 | 0 | 0 | 0 | 0 | 0 | 0 | 0 | 0 | 0 | 0 | 0 | 0 | 0 | 0 | 0 | 0 | 0 | 0 | 0 | 0 | 0 | 0 | 0 | 0 | 0 | 0 | 0 | 0 | 0 | 0 | 0 | 0 | 0 | 0 | 0 | 0 | 0 | 0 | 0 | 0 | 0 | 0 | 0 | 0 | 0 | 0 | 0 | 0 | 0 | 0 | 0 | 0 | 0 | 0 | 0 | 0 | 0 | 0 | 0 | 0 | 0 | 0 | 0 | 0 | 0 | 0 | 0 | 0 | 0 | 0 | 0 | 0 | 0 | 0 | 0 | 0 | 0 | 0 | 0 | 0 | 0 | 0 | 0 | 0 | 0 | 0 | 0 | 0 | 0 | 0 | 0 | 0 | 0 | 0 | 0 | 0 | 0 | 0 | 0 | 0 | 0 | 0 | 0 | 0 | 0 | 0 | 0 | 0 | 0 | 0 | 0 | 0 | 0 | 0 | 0 | 0 | 0 | 0 | 0 | 0 | 0 | 0 | 0 | 0 | 0 | 0 | 0 | 0 | 0 | 0 | 0 | 0 | 0 | 0 | 0 | 0 | 0 | 0 | 0 | 0 | 0 | 0 | 0 | 0 | 0 | 0 | 0 | 0 | 0 | 0 | 0 | 0 | 0 | 0 | 0 | 0 | 0 | 0 | 0 | 0 | 0 | 0 | 0
FALSE | Select a BSP | 0 | 0 | 0 | 0 | 0 | 0 | 0 | 0 | 0 | 0 | 0 | 0 | 0 | 0 | 0 | 0 | 0 | 0 | 0 | 0 | 0 | 0 | 0 | 0 | 0 | 0 | 0 | 0 | 0 | 0 | 0 | 0 | 0 | 0 | 0 | 0 | 0 | 0 | 0 | 0 | 0 | 0 | 0 | 0 | 0 | 0 | 0 | 0 | 0 | 0 | 0 | 0 | 0 | 0 | 0 | 0 | 0 | 0 | 0 | 0 | 0 | 0 | 0 | 0 | 0 | 0 | 0 | 0 | 0 | 0 | 0 | 0 | 0 | 0 | 0 | 0 | 0 | 0 | 0 | 0 | 0 | 0 | 0 | 0 | 0 | 0 | 0 | 0 | 0 | 0 | 0 | 0 | 0 | 0 | 0 | 0 | 0 | 0 | 0 | 0 | 0 | 0 | 0 | 0 | 0 | 0 | 0 | 0 | 0 | 0 | 0 | 0 | 0 | 0 | 0 | 0 | 0 | 0 | 0 | 0 | 0 | 0 | 0 | 0 | 0 | 0 | 0 | 0 | 0 | 0 | 0 | 0 | 0 | 0 | 0 | 0 | 0 | 0 | 0 | 0 | 0 | 0 | 0 | 0 | 0 | 0 | 0 | 0 | 0 | 0 | 0 | 0 | 0 | 0 | 0 | 0 | 0 | 0 | 0 | 0 | 0 | 0 | 0 | 0
FALSE | Select a BSP | 0 | 0 | 0 | 0 | 0 | 0 | 0 | 0 | 0 | 0 | 0 | 0 | 0 | 0 | 0 | 0 | 0 | 0 | 0 | 0 | 0 | 0 | 0 | 0 | 0 | 0 | 0 | 0 | 0 | 0 | 0 | 0 | 0 | 0 | 0 | 0 | 0 | 0 | 0 | 0 | 0 | 0 | 0 | 0 | 0 | 0 | 0 | 0 | 0 | 0 | 0 | 0 | 0 | 0 | 0 | 0 | 0 | 0 | 0 | 0 | 0 | 0 | 0 | 0 | 0 | 0 | 0 | 0 | 0 | 0 | 0 | 0 | 0 | 0 | 0 | 0 | 0 | 0 | 0 | 0 | 0 | 0 | 0 | 0 | 0 | 0 | 0 | 0 | 0 | 0 | 0 | 0 | 0 | 0 | 0 | 0 | 0 | 0 | 0 | 0 | 0 | 0 | 0 | 0 | 0 | 0 | 0 | 0 | 0 | 0 | 0 | 0 | 0 | 0 | 0 | 0 | 0 | 0 | 0 | 0 | 0 | 0 | 0 | 0 | 0 | 0 | 0 | 0 | 0 | 0 | 0 | 0 | 0 | 0 | 0 | 0 | 0 | 0 | 0 | 0 | 0 | 0 | 0 | 0 | 0 | 0 | 0 | 0 | 0 | 0 | 0 | 0 | 0 | 0 | 0 | 0 | 0 | 0 | 0 | 0 | 0 | 0 | 0 | 0
MINIMUM
| Central Outlook | 0 | 0 | 0 | 0 | 0 | 0 | 0 | 0 | 0 | 0 | 0 | 0 | 0 | 0 | 0 | 0 | 0 | 0 | 0 | 0 | 0 | 0 | 0 | 0 | 0 | 0 | 0 | 0 | 0 | 0 | 0 | 0
| Steady Progression | 0 | 0 | 0 | 0 | 0 | 0 | 0 | 0 | 0 | 0 | 0 | 0 | 0 | 0 | 0 | 0 | 0 | 0 | 0 | 0 | 0 | 0 | 0 | 0 | 0 | 0 | 0 | 0 | 0 | 0 | 0 | 0
| System Transformation | 0 | 0 | 0 | 0 | 0 | 0 | 0 | 0 | 0 | 0 | 0 | 0 | 0 | 0 | 0 | 0 | 0 | 0 | 0 | 0 | 0 | 0 | 0 | 0 | 0 | 0 | 0 | 0 | 0 | 0 | 0 | 0
| Consumer Transformation | 0 | 0 | 0 | 0 | 0 | 0 | 0 | 0 | 0 | 0 | 0 | 0 | 0 | 0 | 0 | 0 | 0 | 0 | 0 | 0 | 0 | 0 | 0 | 0 | 0 | 0 | 0 | 0 | 0 | 0 | 0 | 0
| Leading the Way | 0 | 0 | 0 | 0 | 0 | 0 | 0 | 0 | 0 | 0 | 0 | 0 | 0 | 0 | 0 | 0 | 0 | 0 | 0 | 0 | 0 | 0 | 0 | 0 | 0 | 0 | 0 | 0 | 0 | 0 | 0 | 0
| Year | 2020 | 2021 | 2022 | 2023 | 2024 | 2025 | 2026 | 2027 | 2028 | 2029 | 2030 | 2031 | 2032 | 2033 | 2034 | 2035 | 2036 | 2037 | 2038 | 2039 | 2040 | 2041 | 2042 | 2043 | 2044 | 2045 | 2046 | 2047 | 2048 | 2049 | 2050 | 2051
DG |  | 3 | 4 | 5 | 6 | 7 | 8 | 9 | 10 | 11 | 12 | 13 | 14 | 15 | 16 | 17 | 18 | 19 | 20 | 21 | 22 | 23 | 24 | 25 | 26 | 27 | 28 | 29 | 30 | 31 | 32 | 33 | 34 | 35 | 36 | 37 | 38 | 39 | 40 | 41 | 42 | 43 | 44 | 45 | 46 | 47 | 48 | 49 | 50 | 51 | 52 | 53 | 54 | 55 | 56 | 57 | 58 | 59 | 60 | 61 | 62 | 63 | 64 | 65 | 66 | 67 | 68 | 69 | 70 | 71 | 72 | 73 | 74 | 75 | 76 | 77 | 78 | 79 | 80 | 81 | 82 | 83 | 84 | 85 | 86 | 87 | 88 | 89 | 90 | 91 | 92 | 93 | 94 | 95 | 96 | 97 | 98 | 99 | 100 | 101 | 102 | 103 | 104 | 105 | 106 | 107 | 108 | 109 | 110 | 111 | 112 | 113 | 114 | 115 | 116 | 117 | 118 | 119 | 120 | 121 | 122 | 123 | 124 | 125 | 126 | 127 | 128 | 129 | 130 | 131 | 132 | 133 | 134 | 135 | 136 | 137 | 138 | 139 | 140 | 141 | 142 | 143 | 144 | 145 | 146 | 147 | 148 | 149 | 150 | 151 | 152 | 153 | 154 | 155 | 156 | 157 | 158 | 159 | 160 | 161 | 162 | 163 | 164 | 165 | 166
| Central Outlook | 2051 35: Steady Progression; 2051 68: System Transformation; 2051 101: Consumer Transformation; 2051 134: Leading the Way
|  | 2020 | 2021 | 2022 | 2023 | 2024 | 2025 | 2026 | 2027 | 2028 | 2029 | 2030 | 2031 | 2032 | 2033 | 2034 | 2035 | 2036 | 2037 | 2038 | 2039 | 2040 | 2041 | 2042 | 2043 | 2044 | 2045 | 2046 | 2047 | 2048 | 2049 | 2050 | 2051 |  | 2020 | 2021 | 2022 | 2023 | 2024 | 2025 | 2026 | 2027 | 2028 | 2029 | 2030 | 2031 | 2032 | 2033 | 2034 | 2035 | 2036 | 2037 | 2038 | 2039 | 2040 | 2041 | 2042 | 2043 | 2044 | 2045 | 2046 | 2047 | 2048 | 2049 | 2050 | 2051 |  | 2020 | 2021 | 2022 | 2023 | 2024 | 2025 | 2026 | 2027 | 2028 | 2029 | 2030 | 2031 | 2032 | 2033 | 2034 | 2035 | 2036 | 2037 | 2038 | 2039 | 2040 | 2041 | 2042 | 2043 | 2044 | 2045 | 2046 | 2047 | 2048 | 2049 | 2050 | 2051 |  | 2020 | 2021 | 2022 | 2023 | 2024 | 2025 | 2026 | 2027 | 2028 | 2029 | 2030 | 2031 | 2032 | 2033 | 2034 | 2035 | 2036 | 2037 | 2038 | 2039 | 2040 | 2041 | 2042 | 2043 | 2044 | 2045 | 2046 | 2047 | 2048 | 2049 | 2050 | 2051 |  | 2020 | 2021 | 2022 | 2023 | 2024 | 2025 | 2026 | 2027 | 2028 | 2029 | 2030 | 2031 | 2032 | 2033 | 2034 | 2035 | 2036 | 2037 | 2038 | 2039 | 2040 | 2041 | 2042 | 2043 | 2044 | 2045 | 2046 | 2047 | 2048 | 2049 | 2050 | 2051
FALSE | Select a BSP | 0 | 0 | 0 | 0 | 0 | 0 | 0 | 0 | 0 | 0 | 0 | 0 | 0 | 0 | 0 | 0 | 0 | 0 | 0 | 0 | 0 | 0 | 0 | 0 | 0 | 0 | 0 | 0 | 0 | 0 | 0 | 0 | 0 | 0 | 0 | 0 | 0 | 0 | 0 | 0 | 0 | 0 | 0 | 0 | 0 | 0 | 0 | 0 | 0 | 0 | 0 | 0 | 0 | 0 | 0 | 0 | 0 | 0 | 0 | 0 | 0 | 0 | 0 | 0 | 0 | 0 | 0 | 0 | 0 | 0 | 0 | 0 | 0 | 0 | 0 | 0 | 0 | 0 | 0 | 0 | 0 | 0 | 0 | 0 | 0 | 0 | 0 | 0 | 0 | 0 | 0 | 0 | 0 | 0 | 0 | 0 | 0 | 0 | 0 | 0 | 0 | 0 | 0 | 0 | 0 | 0 | 0 | 0 | 0 | 0 | 0 | 0 | 0 | 0 | 0 | 0 | 0 | 0 | 0 | 0 | 0 | 0 | 0 | 0 | 0 | 0 | 0 | 0 | 0 | 0 | 0 | 0 | 0 | 0 | 0 | 0 | 0 | 0 | 0 | 0 | 0 | 0 | 0 | 0 | 0 | 0 | 0 | 0 | 0 | 0 | 0 | 0 | 0 | 0 | 0 | 0 | 0 | 0 | 0 | 0 | 0 | 0 | 0 | 0
FALSE | Select a BSP | 0 | 0 | 0 | 0 | 0 | 0 | 0 | 0 | 0 | 0 | 0 | 0 | 0 | 0 | 0 | 0 | 0 | 0 | 0 | 0 | 0 | 0 | 0 | 0 | 0 | 0 | 0 | 0 | 0 | 0 | 0 | 0 | 0 | 0 | 0 | 0 | 0 | 0 | 0 | 0 | 0 | 0 | 0 | 0 | 0 | 0 | 0 | 0 | 0 | 0 | 0 | 0 | 0 | 0 | 0 | 0 | 0 | 0 | 0 | 0 | 0 | 0 | 0 | 0 | 0 | 0 | 0 | 0 | 0 | 0 | 0 | 0 | 0 | 0 | 0 | 0 | 0 | 0 | 0 | 0 | 0 | 0 | 0 | 0 | 0 | 0 | 0 | 0 | 0 | 0 | 0 | 0 | 0 | 0 | 0 | 0 | 0 | 0 | 0 | 0 | 0 | 0 | 0 | 0 | 0 | 0 | 0 | 0 | 0 | 0 | 0 | 0 | 0 | 0 | 0 | 0 | 0 | 0 | 0 | 0 | 0 | 0 | 0 | 0 | 0 | 0 | 0 | 0 | 0 | 0 | 0 | 0 | 0 | 0 | 0 | 0 | 0 | 0 | 0 | 0 | 0 | 0 | 0 | 0 | 0 | 0 | 0 | 0 | 0 | 0 | 0 | 0 | 0 | 0 | 0 | 0 | 0 | 0 | 0 | 0 | 0 | 0 | 0 | 0
FALSE | Select a BSP | 0 | 0 | 0 | 0 | 0 | 0 | 0 | 0 | 0 | 0 | 0 | 0 | 0 | 0 | 0 | 0 | 0 | 0 | 0 | 0 | 0 | 0 | 0 | 0 | 0 | 0 | 0 | 0 | 0 | 0 | 0 | 0 | 0 | 0 | 0 | 0 | 0 | 0 | 0 | 0 | 0 | 0 | 0 | 0 | 0 | 0 | 0 | 0 | 0 | 0 | 0 | 0 | 0 | 0 | 0 | 0 | 0 | 0 | 0 | 0 | 0 | 0 | 0 | 0 | 0 | 0 | 0 | 0 | 0 | 0 | 0 | 0 | 0 | 0 | 0 | 0 | 0 | 0 | 0 | 0 | 0 | 0 | 0 | 0 | 0 | 0 | 0 | 0 | 0 | 0 | 0 | 0 | 0 | 0 | 0 | 0 | 0 | 0 | 0 | 0 | 0 | 0 | 0 | 0 | 0 | 0 | 0 | 0 | 0 | 0 | 0 | 0 | 0 | 0 | 0 | 0 | 0 | 0 | 0 | 0 | 0 | 0 | 0 | 0 | 0 | 0 | 0 | 0 | 0 | 0 | 0 | 0 | 0 | 0 | 0 | 0 | 0 | 0 | 0 | 0 | 0 | 0 | 0 | 0 | 0 | 0 | 0 | 0 | 0 | 0 | 0 | 0 | 0 | 0 | 0 | 0 | 0 | 0 | 0 | 0 | 0 | 0 | 0 | 0
FALSE | Select a BSP | 0 | 0 | 0 | 0 | 0 | 0 | 0 | 0 | 0 | 0 | 0 | 0 | 0 | 0 | 0 | 0 | 0 | 0 | 0 | 0 | 0 | 0 | 0 | 0 | 0 | 0 | 0 | 0 | 0 | 0 | 0 | 0 | 0 | 0 | 0 | 0 | 0 | 0 | 0 | 0 | 0 | 0 | 0 | 0 | 0 | 0 | 0 | 0 | 0 | 0 | 0 | 0 | 0 | 0 | 0 | 0 | 0 | 0 | 0 | 0 | 0 | 0 | 0 | 0 | 0 | 0 | 0 | 0 | 0 | 0 | 0 | 0 | 0 | 0 | 0 | 0 | 0 | 0 | 0 | 0 | 0 | 0 | 0 | 0 | 0 | 0 | 0 | 0 | 0 | 0 | 0 | 0 | 0 | 0 | 0 | 0 | 0 | 0 | 0 | 0 | 0 | 0 | 0 | 0 | 0 | 0 | 0 | 0 | 0 | 0 | 0 | 0 | 0 | 0 | 0 | 0 | 0 | 0 | 0 | 0 | 0 | 0 | 0 | 0 | 0 | 0 | 0 | 0 | 0 | 0 | 0 | 0 | 0 | 0 | 0 | 0 | 0 | 0 | 0 | 0 | 0 | 0 | 0 | 0 | 0 | 0 | 0 | 0 | 0 | 0 | 0 | 0 | 0 | 0 | 0 | 0 | 0 | 0 | 0 | 0 | 0 | 0 | 0 | 0
FALSE | Select a BSP | 0 | 0 | 0 | 0 | 0 | 0 | 0 | 0 | 0 | 0 | 0 | 0 | 0 | 0 | 0 | 0 | 0 | 0 | 0 | 0 | 0 | 0 | 0 | 0 | 0 | 0 | 0 | 0 | 0 | 0 | 0 | 0 | 0 | 0 | 0 | 0 | 0 | 0 | 0 | 0 | 0 | 0 | 0 | 0 | 0 | 0 | 0 | 0 | 0 | 0 | 0 | 0 | 0 | 0 | 0 | 0 | 0 | 0 | 0 | 0 | 0 | 0 | 0 | 0 | 0 | 0 | 0 | 0 | 0 | 0 | 0 | 0 | 0 | 0 | 0 | 0 | 0 | 0 | 0 | 0 | 0 | 0 | 0 | 0 | 0 | 0 | 0 | 0 | 0 | 0 | 0 | 0 | 0 | 0 | 0 | 0 | 0 | 0 | 0 | 0 | 0 | 0 | 0 | 0 | 0 | 0 | 0 | 0 | 0 | 0 | 0 | 0 | 0 | 0 | 0 | 0 | 0 | 0 | 0 | 0 | 0 | 0 | 0 | 0 | 0 | 0 | 0 | 0 | 0 | 0 | 0 | 0 | 0 | 0 | 0 | 0 | 0 | 0 | 0 | 0 | 0 | 0 | 0 | 0 | 0 | 0 | 0 | 0 | 0 | 0 | 0 | 0 | 0 | 0 | 0 | 0 | 0 | 0 | 0 | 0 | 0 | 0 | 0 | 0
FALSE | Select a BSP | 0 | 0 | 0 | 0 | 0 | 0 | 0 | 0 | 0 | 0 | 0 | 0 | 0 | 0 | 0 | 0 | 0 | 0 | 0 | 0 | 0 | 0 | 0 | 0 | 0 | 0 | 0 | 0 | 0 | 0 | 0 | 0 | 0 | 0 | 0 | 0 | 0 | 0 | 0 | 0 | 0 | 0 | 0 | 0 | 0 | 0 | 0 | 0 | 0 | 0 | 0 | 0 | 0 | 0 | 0 | 0 | 0 | 0 | 0 | 0 | 0 | 0 | 0 | 0 | 0 | 0 | 0 | 0 | 0 | 0 | 0 | 0 | 0 | 0 | 0 | 0 | 0 | 0 | 0 | 0 | 0 | 0 | 0 | 0 | 0 | 0 | 0 | 0 | 0 | 0 | 0 | 0 | 0 | 0 | 0 | 0 | 0 | 0 | 0 | 0 | 0 | 0 | 0 | 0 | 0 | 0 | 0 | 0 | 0 | 0 | 0 | 0 | 0 | 0 | 0 | 0 | 0 | 0 | 0 | 0 | 0 | 0 | 0 | 0 | 0 | 0 | 0 | 0 | 0 | 0 | 0 | 0 | 0 | 0 | 0 | 0 | 0 | 0 | 0 | 0 | 0 | 0 | 0 | 0 | 0 | 0 | 0 | 0 | 0 | 0 | 0 | 0 | 0 | 0 | 0 | 0 | 0 | 0 | 0 | 0 | 0 | 0 | 0 | 0
FALSE | Select a BSP | 0 | 0 | 0 | 0 | 0 | 0 | 0 | 0 | 0 | 0 | 0 | 0 | 0 | 0 | 0 | 0 | 0 | 0 | 0 | 0 | 0 | 0 | 0 | 0 | 0 | 0 | 0 | 0 | 0 | 0 | 0 | 0 | 0 | 0 | 0 | 0 | 0 | 0 | 0 | 0 | 0 | 0 | 0 | 0 | 0 | 0 | 0 | 0 | 0 | 0 | 0 | 0 | 0 | 0 | 0 | 0 | 0 | 0 | 0 | 0 | 0 | 0 | 0 | 0 | 0 | 0 | 0 | 0 | 0 | 0 | 0 | 0 | 0 | 0 | 0 | 0 | 0 | 0 | 0 | 0 | 0 | 0 | 0 | 0 | 0 | 0 | 0 | 0 | 0 | 0 | 0 | 0 | 0 | 0 | 0 | 0 | 0 | 0 | 0 | 0 | 0 | 0 | 0 | 0 | 0 | 0 | 0 | 0 | 0 | 0 | 0 | 0 | 0 | 0 | 0 | 0 | 0 | 0 | 0 | 0 | 0 | 0 | 0 | 0 | 0 | 0 | 0 | 0 | 0 | 0 | 0 | 0 | 0 | 0 | 0 | 0 | 0 | 0 | 0 | 0 | 0 | 0 | 0 | 0 | 0 | 0 | 0 | 0 | 0 | 0 | 0 | 0 | 0 | 0 | 0 | 0 | 0 | 0 | 0 | 0 | 0 | 0 | 0 | 0
FALSE | Select a BSP | 0 | 0 | 0 | 0 | 0 | 0 | 0 | 0 | 0 | 0 | 0 | 0 | 0 | 0 | 0 | 0 | 0 | 0 | 0 | 0 | 0 | 0 | 0 | 0 | 0 | 0 | 0 | 0 | 0 | 0 | 0 | 0 | 0 | 0 | 0 | 0 | 0 | 0 | 0 | 0 | 0 | 0 | 0 | 0 | 0 | 0 | 0 | 0 | 0 | 0 | 0 | 0 | 0 | 0 | 0 | 0 | 0 | 0 | 0 | 0 | 0 | 0 | 0 | 0 | 0 | 0 | 0 | 0 | 0 | 0 | 0 | 0 | 0 | 0 | 0 | 0 | 0 | 0 | 0 | 0 | 0 | 0 | 0 | 0 | 0 | 0 | 0 | 0 | 0 | 0 | 0 | 0 | 0 | 0 | 0 | 0 | 0 | 0 | 0 | 0 | 0 | 0 | 0 | 0 | 0 | 0 | 0 | 0 | 0 | 0 | 0 | 0 | 0 | 0 | 0 | 0 | 0 | 0 | 0 | 0 | 0 | 0 | 0 | 0 | 0 | 0 | 0 | 0 | 0 | 0 | 0 | 0 | 0 | 0 | 0 | 0 | 0 | 0 | 0 | 0 | 0 | 0 | 0 | 0 | 0 | 0 | 0 | 0 | 0 | 0 | 0 | 0 | 0 | 0 | 0 | 0 | 0 | 0 | 0 | 0 | 0 | 0 | 0 | 0
FALSE | Select a BSP | 0 | 0 | 0 | 0 | 0 | 0 | 0 | 0 | 0 | 0 | 0 | 0 | 0 | 0 | 0 | 0 | 0 | 0 | 0 | 0 | 0 | 0 | 0 | 0 | 0 | 0 | 0 | 0 | 0 | 0 | 0 | 0 | 0 | 0 | 0 | 0 | 0 | 0 | 0 | 0 | 0 | 0 | 0 | 0 | 0 | 0 | 0 | 0 | 0 | 0 | 0 | 0 | 0 | 0 | 0 | 0 | 0 | 0 | 0 | 0 | 0 | 0 | 0 | 0 | 0 | 0 | 0 | 0 | 0 | 0 | 0 | 0 | 0 | 0 | 0 | 0 | 0 | 0 | 0 | 0 | 0 | 0 | 0 | 0 | 0 | 0 | 0 | 0 | 0 | 0 | 0 | 0 | 0 | 0 | 0 | 0 | 0 | 0 | 0 | 0 | 0 | 0 | 0 | 0 | 0 | 0 | 0 | 0 | 0 | 0 | 0 | 0 | 0 | 0 | 0 | 0 | 0 | 0 | 0 | 0 | 0 | 0 | 0 | 0 | 0 | 0 | 0 | 0 | 0 | 0 | 0 | 0 | 0 | 0 | 0 | 0 | 0 | 0 | 0 | 0 | 0 | 0 | 0 | 0 | 0 | 0 | 0 | 0 | 0 | 0 | 0 | 0 | 0 | 0 | 0 | 0 | 0 | 0 | 0 | 0 | 0 | 0 | 0 | 0
FALSE | Select a BSP | 0 | 0 | 0 | 0 | 0 | 0 | 0 | 0 | 0 | 0 | 0 | 0 | 0 | 0 | 0 | 0 | 0 | 0 | 0 | 0 | 0 | 0 | 0 | 0 | 0 | 0 | 0 | 0 | 0 | 0 | 0 | 0 | 0 | 0 | 0 | 0 | 0 | 0 | 0 | 0 | 0 | 0 | 0 | 0 | 0 | 0 | 0 | 0 | 0 | 0 | 0 | 0 | 0 | 0 | 0 | 0 | 0 | 0 | 0 | 0 | 0 | 0 | 0 | 0 | 0 | 0 | 0 | 0 | 0 | 0 | 0 | 0 | 0 | 0 | 0 | 0 | 0 | 0 | 0 | 0 | 0 | 0 | 0 | 0 | 0 | 0 | 0 | 0 | 0 | 0 | 0 | 0 | 0 | 0 | 0 | 0 | 0 | 0 | 0 | 0 | 0 | 0 | 0 | 0 | 0 | 0 | 0 | 0 | 0 | 0 | 0 | 0 | 0 | 0 | 0 | 0 | 0 | 0 | 0 | 0 | 0 | 0 | 0 | 0 | 0 | 0 | 0 | 0 | 0 | 0 | 0 | 0 | 0 | 0 | 0 | 0 | 0 | 0 | 0 | 0 | 0 | 0 | 0 | 0 | 0 | 0 | 0 | 0 | 0 | 0 | 0 | 0 | 0 | 0 | 0 | 0 | 0 | 0 | 0 | 0 | 0 | 0 | 0 | 0
DG
| Central Outlook | 0 | 0 | 0 | 0 | 0 | 0 | 0 | 0 | 0 | 0 | 0 | 0 | 0 | 0 | 0 | 0 | 0 | 0 | 0 | 0 | 0 | 0 | 0 | 0 | 0 | 0 | 0 | 0 | 0 | 0 | 0 | 0
| Steady Progression | 0 | 0 | 0 | 0 | 0 | 0 | 0 | 0 | 0 | 0 | 0 | 0 | 0 | 0 | 0 | 0 | 0 | 0 | 0 | 0 | 0 | 0 | 0 | 0 | 0 | 0 | 0 | 0 | 0 | 0 | 0 | 0
| System Transformation | 0 | 0 | 0 | 0 | 0 | 0 | 0 | 0 | 0 | 0 | 0 | 0 | 0 | 0 | 0 | 0 | 0 | 0 | 0 | 0 | 0 | 0 | 0 | 0 | 0 | 0 | 0 | 0 | 0 | 0 | 0 | 0
| Consumer Transformation | 0 | 0 | 0 | 0 | 0 | 0 | 0 | 0 | 0 | 0 | 0 | 0 | 0 | 0 | 0 | 0 | 0 | 0 | 0 | 0 | 0 | 0 | 0 | 0 | 0 | 0 | 0 | 0 | 0 | 0 | 0 | 0
| Leading the Way | 0 | 0 | 0 | 0 | 0 | 0 | 0 | 0 | 0 | 0 | 0 | 0 | 0 | 0 | 0 | 0 | 0 | 0 | 0 | 0 | 0 | 0 | 0 | 0 | 0 | 0 | 0 | 0 | 0 | 0 | 0 | 0
| Year | 2020 | 2021 | 2022 | 2023 | 2024 | 2025 | 2026 | 2027 | 2028 | 2029 | 2030 | 2031 | 2032 | 2033 | 2034 | 2035 | 2036 | 2037 | 2038 | 2039 | 2040 | 2041 | 2042 | 2043 | 2044 | 2045 | 2046 | 2047 | 2048 | 2049 | 2050 | 2051
STORAGE |  | 3 | 4 | 5 | 6 | 7 | 8 | 9 | 10 | 11 | 12 | 13 | 14 | 15 | 16 | 17 | 18 | 19 | 20 | 21 | 22 | 23 | 24 | 25 | 26 | 27 | 28 | 29 | 30 | 31 | 32 | 33 | 34 | 35 | 36 | 37 | 38 | 39 | 40 | 41 | 42 | 43 | 44 | 45 | 46 | 47 | 48 | 49 | 50 | 51 | 52 | 53 | 54 | 55 | 56 | 57 | 58 | 59 | 60 | 61 | 62 | 63 | 64 | 65 | 66 | 67 | 68 | 69 | 70 | 71 | 72 | 73 | 74 | 75 | 76 | 77 | 78 | 79 | 80 | 81 | 82 | 83 | 84 | 85 | 86 | 87 | 88 | 89 | 90 | 91 | 92 | 93 | 94 | 95 | 96 | 97 | 98 | 99 | 100 | 101 | 102 | 103 | 104 | 105 | 106 | 107 | 108 | 109 | 110 | 111 | 112 | 113 | 114 | 115 | 116 | 117 | 118 | 119 | 120 | 121 | 122 | 123 | 124 | 125 | 126 | 127 | 128 | 129 | 130 | 131 | 132 | 133 | 134 | 135 | 136 | 137 | 138 | 139 | 140 | 141 | 142 | 143 | 144 | 145 | 146 | 147 | 148 | 149 | 150 | 151 | 152 | 153 | 154 | 155 | 156 | 157 | 158 | 159 | 160 | 161 | 162 | 163 | 164 | 165 | 166
| Central Outlook | 2051 35: Steady Progression; 2051 68: System Transformation; 2051 101: Consumer Transformation; 2051 134: Leading the Way
|  | 2020 | 2021 | 2022 | 2023 | 2024 | 2025 | 2026 | 2027 | 2028 | 2029 | 2030 | 2031 | 2032 | 2033 | 2034 | 2035 | 2036 | 2037 | 2038 | 2039 | 2040 | 2041 | 2042 | 2043 | 2044 | 2045 | 2046 | 2047 | 2048 | 2049 | 2050 | 2051 |  | 2020 | 2021 | 2022 | 2023 | 2024 | 2025 | 2026 | 2027 | 2028 | 2029 | 2030 | 2031 | 2032 | 2033 | 2034 | 2035 | 2036 | 2037 | 2038 | 2039 | 2040 | 2041 | 2042 | 2043 | 2044 | 2045 | 2046 | 2047 | 2048 | 2049 | 2050 | 2051 |  | 2020 | 2021 | 2022 | 2023 | 2024 | 2025 | 2026 | 2027 | 2028 | 2029 | 2030 | 2031 | 2032 | 2033 | 2034 | 2035 | 2036 | 2037 | 2038 | 2039 | 2040 | 2041 | 2042 | 2043 | 2044 | 2045 | 2046 | 2047 | 2048 | 2049 | 2050 | 2051 |  | 2020 | 2021 | 2022 | 2023 | 2024 | 2025 | 2026 | 2027 | 2028 | 2029 | 2030 | 2031 | 2032 | 2033 | 2034 | 2035 | 2036 | 2037 | 2038 | 2039 | 2040 | 2041 | 2042 | 2043 | 2044 | 2045 | 2046 | 2047 | 2048 | 2049 | 2050 | 2051 |  | 2020 | 2021 | 2022 | 2023 | 2024 | 2025 | 2026 | 2027 | 2028 | 2029 | 2030 | 2031 | 2032 | 2033 | 2034 | 2035 | 2036 | 2037 | 2038 | 2039 | 2040 | 2041 | 2042 | 2043 | 2044 | 2045 | 2046 | 2047 | 2048 | 2049 | 2050 | 2051
FALSE | Select a BSP | 0 | 0 | 0 | 0 | 0 | 0 | 0 | 0 | 0 | 0 | 0 | 0 | 0 | 0 | 0 | 0 | 0 | 0 | 0 | 0 | 0 | 0 | 0 | 0 | 0 | 0 | 0 | 0 | 0 | 0 | 0 | 0 | 0 | 0 | 0 | 0 | 0 | 0 | 0 | 0 | 0 | 0 | 0 | 0 | 0 | 0 | 0 | 0 | 0 | 0 | 0 | 0 | 0 | 0 | 0 | 0 | 0 | 0 | 0 | 0 | 0 | 0 | 0 | 0 | 0 | 0 | 0 | 0 | 0 | 0 | 0 | 0 | 0 | 0 | 0 | 0 | 0 | 0 | 0 | 0 | 0 | 0 | 0 | 0 | 0 | 0 | 0 | 0 | 0 | 0 | 0 | 0 | 0 | 0 | 0 | 0 | 0 | 0 | 0 | 0 | 0 | 0 | 0 | 0 | 0 | 0 | 0 | 0 | 0 | 0 | 0 | 0 | 0 | 0 | 0 | 0 | 0 | 0 | 0 | 0 | 0 | 0 | 0 | 0 | 0 | 0 | 0 | 0 | 0 | 0 | 0 | 0 | 0 | 0 | 0 | 0 | 0 | 0 | 0 | 0 | 0 | 0 | 0 | 0 | 0 | 0 | 0 | 0 | 0 | 0 | 0 | 0 | 0 | 0 | 0 | 0 | 0 | 0 | 0 | 0 | 0 | 0 | 0 | 0
FALSE | Select a BSP | 0 | 0 | 0 | 0 | 0 | 0 | 0 | 0 | 0 | 0 | 0 | 0 | 0 | 0 | 0 | 0 | 0 | 0 | 0 | 0 | 0 | 0 | 0 | 0 | 0 | 0 | 0 | 0 | 0 | 0 | 0 | 0 | 0 | 0 | 0 | 0 | 0 | 0 | 0 | 0 | 0 | 0 | 0 | 0 | 0 | 0 | 0 | 0 | 0 | 0 | 0 | 0 | 0 | 0 | 0 | 0 | 0 | 0 | 0 | 0 | 0 | 0 | 0 | 0 | 0 | 0 | 0 | 0 | 0 | 0 | 0 | 0 | 0 | 0 | 0 | 0 | 0 | 0 | 0 | 0 | 0 | 0 | 0 | 0 | 0 | 0 | 0 | 0 | 0 | 0 | 0 | 0 | 0 | 0 | 0 | 0 | 0 | 0 | 0 | 0 | 0 | 0 | 0 | 0 | 0 | 0 | 0 | 0 | 0 | 0 | 0 | 0 | 0 | 0 | 0 | 0 | 0 | 0 | 0 | 0 | 0 | 0 | 0 | 0 | 0 | 0 | 0 | 0 | 0 | 0 | 0 | 0 | 0 | 0 | 0 | 0 | 0 | 0 | 0 | 0 | 0 | 0 | 0 | 0 | 0 | 0 | 0 | 0 | 0 | 0 | 0 | 0 | 0 | 0 | 0 | 0 | 0 | 0 | 0 | 0 | 0 | 0 | 0 | 0
FALSE | Select a BSP | 0 | 0 | 0 | 0 | 0 | 0 | 0 | 0 | 0 | 0 | 0 | 0 | 0 | 0 | 0 | 0 | 0 | 0 | 0 | 0 | 0 | 0 | 0 | 0 | 0 | 0 | 0 | 0 | 0 | 0 | 0 | 0 | 0 | 0 | 0 | 0 | 0 | 0 | 0 | 0 | 0 | 0 | 0 | 0 | 0 | 0 | 0 | 0 | 0 | 0 | 0 | 0 | 0 | 0 | 0 | 0 | 0 | 0 | 0 | 0 | 0 | 0 | 0 | 0 | 0 | 0 | 0 | 0 | 0 | 0 | 0 | 0 | 0 | 0 | 0 | 0 | 0 | 0 | 0 | 0 | 0 | 0 | 0 | 0 | 0 | 0 | 0 | 0 | 0 | 0 | 0 | 0 | 0 | 0 | 0 | 0 | 0 | 0 | 0 | 0 | 0 | 0 | 0 | 0 | 0 | 0 | 0 | 0 | 0 | 0 | 0 | 0 | 0 | 0 | 0 | 0 | 0 | 0 | 0 | 0 | 0 | 0 | 0 | 0 | 0 | 0 | 0 | 0 | 0 | 0 | 0 | 0 | 0 | 0 | 0 | 0 | 0 | 0 | 0 | 0 | 0 | 0 | 0 | 0 | 0 | 0 | 0 | 0 | 0 | 0 | 0 | 0 | 0 | 0 | 0 | 0 | 0 | 0 | 0 | 0 | 0 | 0 | 0 | 0
FALSE | Select a BSP | 0 | 0 | 0 | 0 | 0 | 0 | 0 | 0 | 0 | 0 | 0 | 0 | 0 | 0 | 0 | 0 | 0 | 0 | 0 | 0 | 0 | 0 | 0 | 0 | 0 | 0 | 0 | 0 | 0 | 0 | 0 | 0 | 0 | 0 | 0 | 0 | 0 | 0 | 0 | 0 | 0 | 0 | 0 | 0 | 0 | 0 | 0 | 0 | 0 | 0 | 0 | 0 | 0 | 0 | 0 | 0 | 0 | 0 | 0 | 0 | 0 | 0 | 0 | 0 | 0 | 0 | 0 | 0 | 0 | 0 | 0 | 0 | 0 | 0 | 0 | 0 | 0 | 0 | 0 | 0 | 0 | 0 | 0 | 0 | 0 | 0 | 0 | 0 | 0 | 0 | 0 | 0 | 0 | 0 | 0 | 0 | 0 | 0 | 0 | 0 | 0 | 0 | 0 | 0 | 0 | 0 | 0 | 0 | 0 | 0 | 0 | 0 | 0 | 0 | 0 | 0 | 0 | 0 | 0 | 0 | 0 | 0 | 0 | 0 | 0 | 0 | 0 | 0 | 0 | 0 | 0 | 0 | 0 | 0 | 0 | 0 | 0 | 0 | 0 | 0 | 0 | 0 | 0 | 0 | 0 | 0 | 0 | 0 | 0 | 0 | 0 | 0 | 0 | 0 | 0 | 0 | 0 | 0 | 0 | 0 | 0 | 0 | 0 | 0
FALSE | Select a BSP | 0 | 0 | 0 | 0 | 0 | 0 | 0 | 0 | 0 | 0 | 0 | 0 | 0 | 0 | 0 | 0 | 0 | 0 | 0 | 0 | 0 | 0 | 0 | 0 | 0 | 0 | 0 | 0 | 0 | 0 | 0 | 0 | 0 | 0 | 0 | 0 | 0 | 0 | 0 | 0 | 0 | 0 | 0 | 0 | 0 | 0 | 0 | 0 | 0 | 0 | 0 | 0 | 0 | 0 | 0 | 0 | 0 | 0 | 0 | 0 | 0 | 0 | 0 | 0 | 0 | 0 | 0 | 0 | 0 | 0 | 0 | 0 | 0 | 0 | 0 | 0 | 0 | 0 | 0 | 0 | 0 | 0 | 0 | 0 | 0 | 0 | 0 | 0 | 0 | 0 | 0 | 0 | 0 | 0 | 0 | 0 | 0 | 0 | 0 | 0 | 0 | 0 | 0 | 0 | 0 | 0 | 0 | 0 | 0 | 0 | 0 | 0 | 0 | 0 | 0 | 0 | 0 | 0 | 0 | 0 | 0 | 0 | 0 | 0 | 0 | 0 | 0 | 0 | 0 | 0 | 0 | 0 | 0 | 0 | 0 | 0 | 0 | 0 | 0 | 0 | 0 | 0 | 0 | 0 | 0 | 0 | 0 | 0 | 0 | 0 | 0 | 0 | 0 | 0 | 0 | 0 | 0 | 0 | 0 | 0 | 0 | 0 | 0 | 0
FALSE | Select a BSP | 0 | 0 | 0 | 0 | 0 | 0 | 0 | 0 | 0 | 0 | 0 | 0 | 0 | 0 | 0 | 0 | 0 | 0 | 0 | 0 | 0 | 0 | 0 | 0 | 0 | 0 | 0 | 0 | 0 | 0 | 0 | 0 | 0 | 0 | 0 | 0 | 0 | 0 | 0 | 0 | 0 | 0 | 0 | 0 | 0 | 0 | 0 | 0 | 0 | 0 | 0 | 0 | 0 | 0 | 0 | 0 | 0 | 0 | 0 | 0 | 0 | 0 | 0 | 0 | 0 | 0 | 0 | 0 | 0 | 0 | 0 | 0 | 0 | 0 | 0 | 0 | 0 | 0 | 0 | 0 | 0 | 0 | 0 | 0 | 0 | 0 | 0 | 0 | 0 | 0 | 0 | 0 | 0 | 0 | 0 | 0 | 0 | 0 | 0 | 0 | 0 | 0 | 0 | 0 | 0 | 0 | 0 | 0 | 0 | 0 | 0 | 0 | 0 | 0 | 0 | 0 | 0 | 0 | 0 | 0 | 0 | 0 | 0 | 0 | 0 | 0 | 0 | 0 | 0 | 0 | 0 | 0 | 0 | 0 | 0 | 0 | 0 | 0 | 0 | 0 | 0 | 0 | 0 | 0 | 0 | 0 | 0 | 0 | 0 | 0 | 0 | 0 | 0 | 0 | 0 | 0 | 0 | 0 | 0 | 0 | 0 | 0 | 0 | 0
FALSE | Select a BSP | 0 | 0 | 0 | 0 | 0 | 0 | 0 | 0 | 0 | 0 | 0 | 0 | 0 | 0 | 0 | 0 | 0 | 0 | 0 | 0 | 0 | 0 | 0 | 0 | 0 | 0 | 0 | 0 | 0 | 0 | 0 | 0 | 0 | 0 | 0 | 0 | 0 | 0 | 0 | 0 | 0 | 0 | 0 | 0 | 0 | 0 | 0 | 0 | 0 | 0 | 0 | 0 | 0 | 0 | 0 | 0 | 0 | 0 | 0 | 0 | 0 | 0 | 0 | 0 | 0 | 0 | 0 | 0 | 0 | 0 | 0 | 0 | 0 | 0 | 0 | 0 | 0 | 0 | 0 | 0 | 0 | 0 | 0 | 0 | 0 | 0 | 0 | 0 | 0 | 0 | 0 | 0 | 0 | 0 | 0 | 0 | 0 | 0 | 0 | 0 | 0 | 0 | 0 | 0 | 0 | 0 | 0 | 0 | 0 | 0 | 0 | 0 | 0 | 0 | 0 | 0 | 0 | 0 | 0 | 0 | 0 | 0 | 0 | 0 | 0 | 0 | 0 | 0 | 0 | 0 | 0 | 0 | 0 | 0 | 0 | 0 | 0 | 0 | 0 | 0 | 0 | 0 | 0 | 0 | 0 | 0 | 0 | 0 | 0 | 0 | 0 | 0 | 0 | 0 | 0 | 0 | 0 | 0 | 0 | 0 | 0 | 0 | 0 | 0
FALSE | Select a BSP | 0 | 0 | 0 | 0 | 0 | 0 | 0 | 0 | 0 | 0 | 0 | 0 | 0 | 0 | 0 | 0 | 0 | 0 | 0 | 0 | 0 | 0 | 0 | 0 | 0 | 0 | 0 | 0 | 0 | 0 | 0 | 0 | 0 | 0 | 0 | 0 | 0 | 0 | 0 | 0 | 0 | 0 | 0 | 0 | 0 | 0 | 0 | 0 | 0 | 0 | 0 | 0 | 0 | 0 | 0 | 0 | 0 | 0 | 0 | 0 | 0 | 0 | 0 | 0 | 0 | 0 | 0 | 0 | 0 | 0 | 0 | 0 | 0 | 0 | 0 | 0 | 0 | 0 | 0 | 0 | 0 | 0 | 0 | 0 | 0 | 0 | 0 | 0 | 0 | 0 | 0 | 0 | 0 | 0 | 0 | 0 | 0 | 0 | 0 | 0 | 0 | 0 | 0 | 0 | 0 | 0 | 0 | 0 | 0 | 0 | 0 | 0 | 0 | 0 | 0 | 0 | 0 | 0 | 0 | 0 | 0 | 0 | 0 | 0 | 0 | 0 | 0 | 0 | 0 | 0 | 0 | 0 | 0 | 0 | 0 | 0 | 0 | 0 | 0 | 0 | 0 | 0 | 0 | 0 | 0 | 0 | 0 | 0 | 0 | 0 | 0 | 0 | 0 | 0 | 0 | 0 | 0 | 0 | 0 | 0 | 0 | 0 | 0 | 0
FALSE | Select a BSP | 0 | 0 | 0 | 0 | 0 | 0 | 0 | 0 | 0 | 0 | 0 | 0 | 0 | 0 | 0 | 0 | 0 | 0 | 0 | 0 | 0 | 0 | 0 | 0 | 0 | 0 | 0 | 0 | 0 | 0 | 0 | 0 | 0 | 0 | 0 | 0 | 0 | 0 | 0 | 0 | 0 | 0 | 0 | 0 | 0 | 0 | 0 | 0 | 0 | 0 | 0 | 0 | 0 | 0 | 0 | 0 | 0 | 0 | 0 | 0 | 0 | 0 | 0 | 0 | 0 | 0 | 0 | 0 | 0 | 0 | 0 | 0 | 0 | 0 | 0 | 0 | 0 | 0 | 0 | 0 | 0 | 0 | 0 | 0 | 0 | 0 | 0 | 0 | 0 | 0 | 0 | 0 | 0 | 0 | 0 | 0 | 0 | 0 | 0 | 0 | 0 | 0 | 0 | 0 | 0 | 0 | 0 | 0 | 0 | 0 | 0 | 0 | 0 | 0 | 0 | 0 | 0 | 0 | 0 | 0 | 0 | 0 | 0 | 0 | 0 | 0 | 0 | 0 | 0 | 0 | 0 | 0 | 0 | 0 | 0 | 0 | 0 | 0 | 0 | 0 | 0 | 0 | 0 | 0 | 0 | 0 | 0 | 0 | 0 | 0 | 0 | 0 | 0 | 0 | 0 | 0 | 0 | 0 | 0 | 0 | 0 | 0 | 0 | 0
FALSE | Select a BSP | 0 | 0 | 0 | 0 | 0 | 0 | 0 | 0 | 0 | 0 | 0 | 0 | 0 | 0 | 0 | 0 | 0 | 0 | 0 | 0 | 0 | 0 | 0 | 0 | 0 | 0 | 0 | 0 | 0 | 0 | 0 | 0 | 0 | 0 | 0 | 0 | 0 | 0 | 0 | 0 | 0 | 0 | 0 | 0 | 0 | 0 | 0 | 0 | 0 | 0 | 0 | 0 | 0 | 0 | 0 | 0 | 0 | 0 | 0 | 0 | 0 | 0 | 0 | 0 | 0 | 0 | 0 | 0 | 0 | 0 | 0 | 0 | 0 | 0 | 0 | 0 | 0 | 0 | 0 | 0 | 0 | 0 | 0 | 0 | 0 | 0 | 0 | 0 | 0 | 0 | 0 | 0 | 0 | 0 | 0 | 0 | 0 | 0 | 0 | 0 | 0 | 0 | 0 | 0 | 0 | 0 | 0 | 0 | 0 | 0 | 0 | 0 | 0 | 0 | 0 | 0 | 0 | 0 | 0 | 0 | 0 | 0 | 0 | 0 | 0 | 0 | 0 | 0 | 0 | 0 | 0 | 0 | 0 | 0 | 0 | 0 | 0 | 0 | 0 | 0 | 0 | 0 | 0 | 0 | 0 | 0 | 0 | 0 | 0 | 0 | 0 | 0 | 0 | 0 | 0 | 0 | 0 | 0 | 0 | 0 | 0 | 0 | 0 | 0
STORAGE
| Central Outlook | 0 | 0 | 0 | 0 | 0 | 0 | 0 | 0 | 0 | 0 | 0 | 0 | 0 | 0 | 0 | 0 | 0 | 0 | 0 | 0 | 0 | 0 | 0 | 0 | 0 | 0 | 0 | 0 | 0 | 0 | 0 | 0
| Steady Progression | 0 | 0 | 0 | 0 | 0 | 0 | 0 | 0 | 0 | 0 | 0 | 0 | 0 | 0 | 0 | 0 | 0 | 0 | 0 | 0 | 0 | 0 | 0 | 0 | 0 | 0 | 0 | 0 | 0 | 0 | 0 | 0
| System Transformation | 0 | 0 | 0 | 0 | 0 | 0 | 0 | 0 | 0 | 0 | 0 | 0 | 0 | 0 | 0 | 0 | 0 | 0 | 0 | 0 | 0 | 0 | 0 | 0 | 0 | 0 | 0 | 0 | 0 | 0 | 0 | 0
| Consumer Transformation | 0 | 0 | 0 | 0 | 0 | 0 | 0 | 0 | 0 | 0 | 0 | 0 | 0 | 0 | 0 | 0 | 0 | 0 | 0 | 0 | 0 | 0 | 0 | 0 | 0 | 0 | 0 | 0 | 0 | 0 | 0 | 0
| Leading the Way | 0 | 0 | 0 | 0 | 0 | 0 | 0 | 0 | 0 | 0 | 0 | 0 | 0 | 0 | 0 | 0 | 0 | 0 | 0 | 0 | 0 | 0 | 0 | 0 | 0 | 0 | 0 | 0 | 0 | 0 | 0 | 0
| Year | 2020 | 2021 | 2022 | 2023 | 2024 | 2025 | 2026 | 2027 | 2028 | 2029 | 2030 | 2031 | 2032 | 2033 | 2034 | 2035 | 2036 | 2037 | 2038 | 2039 | 2040 | 2041 | 2042 | 2043 | 2044 | 2045 | 2046 | 2047 | 2048 | 2049 | 2050 | 2051
EV |  | 3 | 4 | 5 | 6 | 7 | 8 | 9 | 10 | 11 | 12 | 13 | 14 | 15 | 16 | 17 | 18 | 19 | 20 | 21 | 22 | 23 | 24 | 25 | 26 | 27 | 28 | 29 | 30 | 31 | 32 | 33 | 34 | 35 | 36 | 37 | 38 | 39 | 40 | 41 | 42 | 43 | 44 | 45 | 46 | 47 | 48 | 49 | 50 | 51 | 52 | 53 | 54 | 55 | 56 | 57 | 58 | 59 | 60 | 61 | 62 | 63 | 64 | 65 | 66 | 67 | 68 | 69 | 70 | 71 | 72 | 73 | 74 | 75 | 76 | 77 | 78 | 79 | 80 | 81 | 82 | 83 | 84 | 85 | 86 | 87 | 88 | 89 | 90 | 91 | 92 | 93 | 94 | 95 | 96 | 97 | 98 | 99 | 100 | 101 | 102 | 103 | 104 | 105 | 106 | 107 | 108 | 109 | 110 | 111 | 112 | 113 | 114 | 115 | 116 | 117 | 118 | 119 | 120 | 121 | 122 | 123 | 124 | 125 | 126 | 127 | 128 | 129 | 130 | 131 | 132 | 133 | 134 | 135 | 136 | 137 | 138 | 139 | 140 | 141 | 142 | 143 | 144 | 145 | 146 | 147 | 148 | 149 | 150 | 151 | 152 | 153 | 154 | 155 | 156 | 157 | 158 | 159 | 160 | 161 | 162 | 163 | 164 | 165 | 166
| Central Outlook | 2051 35: Steady Progression; 2051 68: System Transformation; 2051 101: Consumer Transformation; 2051 134: Leading the Way
|  | 2020 | 2021 | 2022 | 2023 | 2024 | 2025 | 2026 | 2027 | 2028 | 2029 | 2030 | 2031 | 2032 | 2033 | 2034 | 2035 | 2036 | 2037 | 2038 | 2039 | 2040 | 2041 | 2042 | 2043 | 2044 | 2045 | 2046 | 2047 | 2048 | 2049 | 2050 | 2051 |  | 2020 | 2021 | 2022 | 2023 | 2024 | 2025 | 2026 | 2027 | 2028 | 2029 | 2030 | 2031 | 2032 | 2033 | 2034 | 2035 | 2036 | 2037 | 2038 | 2039 | 2040 | 2041 | 2042 | 2043 | 2044 | 2045 | 2046 | 2047 | 2048 | 2049 | 2050 | 2051 |  | 2020 | 2021 | 2022 | 2023 | 2024 | 2025 | 2026 | 2027 | 2028 | 2029 | 2030 | 2031 | 2032 | 2033 | 2034 | 2035 | 2036 | 2037 | 2038 | 2039 | 2040 | 2041 | 2042 | 2043 | 2044 | 2045 | 2046 | 2047 | 2048 | 2049 | 2050 | 2051 |  | 2020 | 2021 | 2022 | 2023 | 2024 | 2025 | 2026 | 2027 | 2028 | 2029 | 2030 | 2031 | 2032 | 2033 | 2034 | 2035 | 2036 | 2037 | 2038 | 2039 | 2040 | 2041 | 2042 | 2043 | 2044 | 2045 | 2046 | 2047 | 2048 | 2049 | 2050 | 2051 |  | 2020 | 2021 | 2022 | 2023 | 2024 | 2025 | 2026 | 2027 | 2028 | 2029 | 2030 | 2031 | 2032 | 2033 | 2034 | 2035 | 2036 | 2037 | 2038 | 2039 | 2040 | 2041 | 2042 | 2043 | 2044 | 2045 | 2046 | 2047 | 2048 | 2049 | 2050 | 2051
FALSE | Select a BSP | 0 | 0 | 0 | 0 | 0 | 0 | 0 | 0 | 0 | 0 | 0 | 0 | 0 | 0 | 0 | 0 | 0 | 0 | 0 | 0 | 0 | 0 | 0 | 0 | 0 | 0 | 0 | 0 | 0 | 0 | 0 | 0 | 0 | 0 | 0 | 0 | 0 | 0 | 0 | 0 | 0 | 0 | 0 | 0 | 0 | 0 | 0 | 0 | 0 | 0 | 0 | 0 | 0 | 0 | 0 | 0 | 0 | 0 | 0 | 0 | 0 | 0 | 0 | 0 | 0 | 0 | 0 | 0 | 0 | 0 | 0 | 0 | 0 | 0 | 0 | 0 | 0 | 0 | 0 | 0 | 0 | 0 | 0 | 0 | 0 | 0 | 0 | 0 | 0 | 0 | 0 | 0 | 0 | 0 | 0 | 0 | 0 | 0 | 0 | 0 | 0 | 0 | 0 | 0 | 0 | 0 | 0 | 0 | 0 | 0 | 0 | 0 | 0 | 0 | 0 | 0 | 0 | 0 | 0 | 0 | 0 | 0 | 0 | 0 | 0 | 0 | 0 | 0 | 0 | 0 | 0 | 0 | 0 | 0 | 0 | 0 | 0 | 0 | 0 | 0 | 0 | 0 | 0 | 0 | 0 | 0 | 0 | 0 | 0 | 0 | 0 | 0 | 0 | 0 | 0 | 0 | 0 | 0 | 0 | 0 | 0 | 0 | 0 | 0
FALSE | Select a BSP | 0 | 0 | 0 | 0 | 0 | 0 | 0 | 0 | 0 | 0 | 0 | 0 | 0 | 0 | 0 | 0 | 0 | 0 | 0 | 0 | 0 | 0 | 0 | 0 | 0 | 0 | 0 | 0 | 0 | 0 | 0 | 0 | 0 | 0 | 0 | 0 | 0 | 0 | 0 | 0 | 0 | 0 | 0 | 0 | 0 | 0 | 0 | 0 | 0 | 0 | 0 | 0 | 0 | 0 | 0 | 0 | 0 | 0 | 0 | 0 | 0 | 0 | 0 | 0 | 0 | 0 | 0 | 0 | 0 | 0 | 0 | 0 | 0 | 0 | 0 | 0 | 0 | 0 | 0 | 0 | 0 | 0 | 0 | 0 | 0 | 0 | 0 | 0 | 0 | 0 | 0 | 0 | 0 | 0 | 0 | 0 | 0 | 0 | 0 | 0 | 0 | 0 | 0 | 0 | 0 | 0 | 0 | 0 | 0 | 0 | 0 | 0 | 0 | 0 | 0 | 0 | 0 | 0 | 0 | 0 | 0 | 0 | 0 | 0 | 0 | 0 | 0 | 0 | 0 | 0 | 0 | 0 | 0 | 0 | 0 | 0 | 0 | 0 | 0 | 0 | 0 | 0 | 0 | 0 | 0 | 0 | 0 | 0 | 0 | 0 | 0 | 0 | 0 | 0 | 0 | 0 | 0 | 0 | 0 | 0 | 0 | 0 | 0 | 0
FALSE | Select a BSP | 0 | 0 | 0 | 0 | 0 | 0 | 0 | 0 | 0 | 0 | 0 | 0 | 0 | 0 | 0 | 0 | 0 | 0 | 0 | 0 | 0 | 0 | 0 | 0 | 0 | 0 | 0 | 0 | 0 | 0 | 0 | 0 | 0 | 0 | 0 | 0 | 0 | 0 | 0 | 0 | 0 | 0 | 0 | 0 | 0 | 0 | 0 | 0 | 0 | 0 | 0 | 0 | 0 | 0 | 0 | 0 | 0 | 0 | 0 | 0 | 0 | 0 | 0 | 0 | 0 | 0 | 0 | 0 | 0 | 0 | 0 | 0 | 0 | 0 | 0 | 0 | 0 | 0 | 0 | 0 | 0 | 0 | 0 | 0 | 0 | 0 | 0 | 0 | 0 | 0 | 0 | 0 | 0 | 0 | 0 | 0 | 0 | 0 | 0 | 0 | 0 | 0 | 0 | 0 | 0 | 0 | 0 | 0 | 0 | 0 | 0 | 0 | 0 | 0 | 0 | 0 | 0 | 0 | 0 | 0 | 0 | 0 | 0 | 0 | 0 | 0 | 0 | 0 | 0 | 0 | 0 | 0 | 0 | 0 | 0 | 0 | 0 | 0 | 0 | 0 | 0 | 0 | 0 | 0 | 0 | 0 | 0 | 0 | 0 | 0 | 0 | 0 | 0 | 0 | 0 | 0 | 0 | 0 | 0 | 0 | 0 | 0 | 0 | 0
FALSE | Select a BSP | 0 | 0 | 0 | 0 | 0 | 0 | 0 | 0 | 0 | 0 | 0 | 0 | 0 | 0 | 0 | 0 | 0 | 0 | 0 | 0 | 0 | 0 | 0 | 0 | 0 | 0 | 0 | 0 | 0 | 0 | 0 | 0 | 0 | 0 | 0 | 0 | 0 | 0 | 0 | 0 | 0 | 0 | 0 | 0 | 0 | 0 | 0 | 0 | 0 | 0 | 0 | 0 | 0 | 0 | 0 | 0 | 0 | 0 | 0 | 0 | 0 | 0 | 0 | 0 | 0 | 0 | 0 | 0 | 0 | 0 | 0 | 0 | 0 | 0 | 0 | 0 | 0 | 0 | 0 | 0 | 0 | 0 | 0 | 0 | 0 | 0 | 0 | 0 | 0 | 0 | 0 | 0 | 0 | 0 | 0 | 0 | 0 | 0 | 0 | 0 | 0 | 0 | 0 | 0 | 0 | 0 | 0 | 0 | 0 | 0 | 0 | 0 | 0 | 0 | 0 | 0 | 0 | 0 | 0 | 0 | 0 | 0 | 0 | 0 | 0 | 0 | 0 | 0 | 0 | 0 | 0 | 0 | 0 | 0 | 0 | 0 | 0 | 0 | 0 | 0 | 0 | 0 | 0 | 0 | 0 | 0 | 0 | 0 | 0 | 0 | 0 | 0 | 0 | 0 | 0 | 0 | 0 | 0 | 0 | 0 | 0 | 0 | 0 | 0
FALSE | Select a BSP | 0 | 0 | 0 | 0 | 0 | 0 | 0 | 0 | 0 | 0 | 0 | 0 | 0 | 0 | 0 | 0 | 0 | 0 | 0 | 0 | 0 | 0 | 0 | 0 | 0 | 0 | 0 | 0 | 0 | 0 | 0 | 0 | 0 | 0 | 0 | 0 | 0 | 0 | 0 | 0 | 0 | 0 | 0 | 0 | 0 | 0 | 0 | 0 | 0 | 0 | 0 | 0 | 0 | 0 | 0 | 0 | 0 | 0 | 0 | 0 | 0 | 0 | 0 | 0 | 0 | 0 | 0 | 0 | 0 | 0 | 0 | 0 | 0 | 0 | 0 | 0 | 0 | 0 | 0 | 0 | 0 | 0 | 0 | 0 | 0 | 0 | 0 | 0 | 0 | 0 | 0 | 0 | 0 | 0 | 0 | 0 | 0 | 0 | 0 | 0 | 0 | 0 | 0 | 0 | 0 | 0 | 0 | 0 | 0 | 0 | 0 | 0 | 0 | 0 | 0 | 0 | 0 | 0 | 0 | 0 | 0 | 0 | 0 | 0 | 0 | 0 | 0 | 0 | 0 | 0 | 0 | 0 | 0 | 0 | 0 | 0 | 0 | 0 | 0 | 0 | 0 | 0 | 0 | 0 | 0 | 0 | 0 | 0 | 0 | 0 | 0 | 0 | 0 | 0 | 0 | 0 | 0 | 0 | 0 | 0 | 0 | 0 | 0 | 0
FALSE | Select a BSP | 0 | 0 | 0 | 0 | 0 | 0 | 0 | 0 | 0 | 0 | 0 | 0 | 0 | 0 | 0 | 0 | 0 | 0 | 0 | 0 | 0 | 0 | 0 | 0 | 0 | 0 | 0 | 0 | 0 | 0 | 0 | 0 | 0 | 0 | 0 | 0 | 0 | 0 | 0 | 0 | 0 | 0 | 0 | 0 | 0 | 0 | 0 | 0 | 0 | 0 | 0 | 0 | 0 | 0 | 0 | 0 | 0 | 0 | 0 | 0 | 0 | 0 | 0 | 0 | 0 | 0 | 0 | 0 | 0 | 0 | 0 | 0 | 0 | 0 | 0 | 0 | 0 | 0 | 0 | 0 | 0 | 0 | 0 | 0 | 0 | 0 | 0 | 0 | 0 | 0 | 0 | 0 | 0 | 0 | 0 | 0 | 0 | 0 | 0 | 0 | 0 | 0 | 0 | 0 | 0 | 0 | 0 | 0 | 0 | 0 | 0 | 0 | 0 | 0 | 0 | 0 | 0 | 0 | 0 | 0 | 0 | 0 | 0 | 0 | 0 | 0 | 0 | 0 | 0 | 0 | 0 | 0 | 0 | 0 | 0 | 0 | 0 | 0 | 0 | 0 | 0 | 0 | 0 | 0 | 0 | 0 | 0 | 0 | 0 | 0 | 0 | 0 | 0 | 0 | 0 | 0 | 0 | 0 | 0 | 0 | 0 | 0 | 0 | 0
FALSE | Select a BSP | 0 | 0 | 0 | 0 | 0 | 0 | 0 | 0 | 0 | 0 | 0 | 0 | 0 | 0 | 0 | 0 | 0 | 0 | 0 | 0 | 0 | 0 | 0 | 0 | 0 | 0 | 0 | 0 | 0 | 0 | 0 | 0 | 0 | 0 | 0 | 0 | 0 | 0 | 0 | 0 | 0 | 0 | 0 | 0 | 0 | 0 | 0 | 0 | 0 | 0 | 0 | 0 | 0 | 0 | 0 | 0 | 0 | 0 | 0 | 0 | 0 | 0 | 0 | 0 | 0 | 0 | 0 | 0 | 0 | 0 | 0 | 0 | 0 | 0 | 0 | 0 | 0 | 0 | 0 | 0 | 0 | 0 | 0 | 0 | 0 | 0 | 0 | 0 | 0 | 0 | 0 | 0 | 0 | 0 | 0 | 0 | 0 | 0 | 0 | 0 | 0 | 0 | 0 | 0 | 0 | 0 | 0 | 0 | 0 | 0 | 0 | 0 | 0 | 0 | 0 | 0 | 0 | 0 | 0 | 0 | 0 | 0 | 0 | 0 | 0 | 0 | 0 | 0 | 0 | 0 | 0 | 0 | 0 | 0 | 0 | 0 | 0 | 0 | 0 | 0 | 0 | 0 | 0 | 0 | 0 | 0 | 0 | 0 | 0 | 0 | 0 | 0 | 0 | 0 | 0 | 0 | 0 | 0 | 0 | 0 | 0 | 0 | 0 | 0
FALSE | Select a BSP | 0 | 0 | 0 | 0 | 0 | 0 | 0 | 0 | 0 | 0 | 0 | 0 | 0 | 0 | 0 | 0 | 0 | 0 | 0 | 0 | 0 | 0 | 0 | 0 | 0 | 0 | 0 | 0 | 0 | 0 | 0 | 0 | 0 | 0 | 0 | 0 | 0 | 0 | 0 | 0 | 0 | 0 | 0 | 0 | 0 | 0 | 0 | 0 | 0 | 0 | 0 | 0 | 0 | 0 | 0 | 0 | 0 | 0 | 0 | 0 | 0 | 0 | 0 | 0 | 0 | 0 | 0 | 0 | 0 | 0 | 0 | 0 | 0 | 0 | 0 | 0 | 0 | 0 | 0 | 0 | 0 | 0 | 0 | 0 | 0 | 0 | 0 | 0 | 0 | 0 | 0 | 0 | 0 | 0 | 0 | 0 | 0 | 0 | 0 | 0 | 0 | 0 | 0 | 0 | 0 | 0 | 0 | 0 | 0 | 0 | 0 | 0 | 0 | 0 | 0 | 0 | 0 | 0 | 0 | 0 | 0 | 0 | 0 | 0 | 0 | 0 | 0 | 0 | 0 | 0 | 0 | 0 | 0 | 0 | 0 | 0 | 0 | 0 | 0 | 0 | 0 | 0 | 0 | 0 | 0 | 0 | 0 | 0 | 0 | 0 | 0 | 0 | 0 | 0 | 0 | 0 | 0 | 0 | 0 | 0 | 0 | 0 | 0 | 0
FALSE | Select a BSP | 0 | 0 | 0 | 0 | 0 | 0 | 0 | 0 | 0 | 0 | 0 | 0 | 0 | 0 | 0 | 0 | 0 | 0 | 0 | 0 | 0 | 0 | 0 | 0 | 0 | 0 | 0 | 0 | 0 | 0 | 0 | 0 | 0 | 0 | 0 | 0 | 0 | 0 | 0 | 0 | 0 | 0 | 0 | 0 | 0 | 0 | 0 | 0 | 0 | 0 | 0 | 0 | 0 | 0 | 0 | 0 | 0 | 0 | 0 | 0 | 0 | 0 | 0 | 0 | 0 | 0 | 0 | 0 | 0 | 0 | 0 | 0 | 0 | 0 | 0 | 0 | 0 | 0 | 0 | 0 | 0 | 0 | 0 | 0 | 0 | 0 | 0 | 0 | 0 | 0 | 0 | 0 | 0 | 0 | 0 | 0 | 0 | 0 | 0 | 0 | 0 | 0 | 0 | 0 | 0 | 0 | 0 | 0 | 0 | 0 | 0 | 0 | 0 | 0 | 0 | 0 | 0 | 0 | 0 | 0 | 0 | 0 | 0 | 0 | 0 | 0 | 0 | 0 | 0 | 0 | 0 | 0 | 0 | 0 | 0 | 0 | 0 | 0 | 0 | 0 | 0 | 0 | 0 | 0 | 0 | 0 | 0 | 0 | 0 | 0 | 0 | 0 | 0 | 0 | 0 | 0 | 0 | 0 | 0 | 0 | 0 | 0 | 0 | 0
FALSE | Select a BSP | 0 | 0 | 0 | 0 | 0 | 0 | 0 | 0 | 0 | 0 | 0 | 0 | 0 | 0 | 0 | 0 | 0 | 0 | 0 | 0 | 0 | 0 | 0 | 0 | 0 | 0 | 0 | 0 | 0 | 0 | 0 | 0 | 0 | 0 | 0 | 0 | 0 | 0 | 0 | 0 | 0 | 0 | 0 | 0 | 0 | 0 | 0 | 0 | 0 | 0 | 0 | 0 | 0 | 0 | 0 | 0 | 0 | 0 | 0 | 0 | 0 | 0 | 0 | 0 | 0 | 0 | 0 | 0 | 0 | 0 | 0 | 0 | 0 | 0 | 0 | 0 | 0 | 0 | 0 | 0 | 0 | 0 | 0 | 0 | 0 | 0 | 0 | 0 | 0 | 0 | 0 | 0 | 0 | 0 | 0 | 0 | 0 | 0 | 0 | 0 | 0 | 0 | 0 | 0 | 0 | 0 | 0 | 0 | 0 | 0 | 0 | 0 | 0 | 0 | 0 | 0 | 0 | 0 | 0 | 0 | 0 | 0 | 0 | 0 | 0 | 0 | 0 | 0 | 0 | 0 | 0 | 0 | 0 | 0 | 0 | 0 | 0 | 0 | 0 | 0 | 0 | 0 | 0 | 0 | 0 | 0 | 0 | 0 | 0 | 0 | 0 | 0 | 0 | 0 | 0 | 0 | 0 | 0 | 0 | 0 | 0 | 0 | 0 | 0
EV
| Central Outlook | 0 | 0 | 0 | 0 | 0 | 0 | 0 | 0 | 0 | 0 | 0 | 0 | 0 | 0 | 0 | 0 | 0 | 0 | 0 | 0 | 0 | 0 | 0 | 0 | 0 | 0 | 0 | 0 | 0 | 0 | 0 | 0
| Steady Progression | 0 | 0 | 0 | 0 | 0 | 0 | 0 | 0 | 0 | 0 | 0 | 0 | 0 | 0 | 0 | 0 | 0 | 0 | 0 | 0 | 0 | 0 | 0 | 0 | 0 | 0 | 0 | 0 | 0 | 0 | 0 | 0
| System Transformation | 0 | 0 | 0 | 0 | 0 | 0 | 0 | 0 | 0 | 0 | 0 | 0 | 0 | 0 | 0 | 0 | 0 | 0 | 0 | 0 | 0 | 0 | 0 | 0 | 0 | 0 | 0 | 0 | 0 | 0 | 0 | 0
| Consumer Transformation | 0 | 0 | 0 | 0 | 0 | 0 | 0 | 0 | 0 | 0 | 0 | 0 | 0 | 0 | 0 | 0 | 0 | 0 | 0 | 0 | 0 | 0 | 0 | 0 | 0 | 0 | 0 | 0 | 0 | 0 | 0 | 0
| Leading the Way | 0 | 0 | 0 | 0 | 0 | 0 | 0 | 0 | 0 | 0 | 0 | 0 | 0 | 0 | 0 | 0 | 0 | 0 | 0 | 0 | 0 | 0 | 0 | 0 | 0 | 0 | 0 | 0 | 0 | 0 | 0 | 0
| Year | 2020 | 2021 | 2022 | 2023 | 2024 | 2025 | 2026 | 2027 | 2028 | 2029 | 2030 | 2031 | 2032 | 2033 | 2034 | 2035 | 2036 | 2037 | 2038 | 2039 | 2040 | 2041 | 2042 | 2043 | 2044 | 2045 | 2046 | 2047 | 2048 | 2049 | 2050 | 2051
HP Domestic |  | 3 | 5 | 7 | 9 | 11 | 13 | 15 | 17 | 19 | 21 | 23 | 25 | 27 | 29 | 31 | 33 | 35 | 37 | 39 | 41 | 43 | 45 | 47 | 49 | 51 | 53 | 55 | 57 | 59 | 61 | 63 | 65 |  | 68 | 70 | 72 | 74 | 76 | 78 | 80 | 82 | 84 | 86 | 88 | 90 | 92 | 94 | 96 | 98 | 100 | 102 | 104 | 106 | 108 | 110 | 112 | 114 | 116 | 118 | 120 | 122 | 124 | 126 | 128 | 130 |  | 133 | 135 | 137 | 139 | 141 | 143 | 145 | 147 | 149 | 151 | 153 | 155 | 157 | 159 | 161 | 163 | 165 | 167 | 169 | 171 | 173 | 175 | 177 | 179 | 181 | 183 | 185 | 187 | 189 | 191 | 193 | 195 |  | 198 | 200 | 202 | 204 | 206 | 208 | 210 | 212 | 214 | 216 | 218 | 220 | 222 | 224 | 226 | 228 | 230 | 232 | 234 | 236 | 238 | 240 | 242 | 244 | 246 | 248 | 250 | 252 | 254 | 256 | 258 | 260 |  | 263 | 265 | 267 | 269 | 271 | 273 | 275 | 277 | 279 | 281 | 283 | 285 | 287 | 289 | 291 | 293 | 295 | 297 | 299 | 301 | 303 | 305 | 307 | 309 | 311 | 313 | 315 | 317 | 319 | 321 | 323 | 325
| Central Outlook | [32 empty] | Steady Progression | [32 empty] | System Transformation | [32 empty] | Consumer Transformation | [32 empty] | Leading the Way
|  | 2020 | 2021 | 2022 | 2023 | 2024 | 2025 | 2026 | 2027 | 2028 | 2029 | 2030 | 2031 | 2032 | 2033 | 2034 | 2035 | 2036 | 2037 | 2038 | 2039 | 2040 | 2041 | 2042 | 2043 | 2044 | 2045 | 2046 | 2047 | 2048 | 2049 | 2050 | 2051 |  | 2020 | 2021 | 2022 | 2023 | 2024 | 2025 | 2026 | 2027 | 2028 | 2029 | 2030 | 2031 | 2032 | 2033 | 2034 | 2035 | 2036 | 2037 | 2038 | 2039 | 2040 | 2041 | 2042 | 2043 | 2044 | 2045 | 2046 | 2047 | 2048 | 2049 | 2050 | 2051 |  | 2020 | 2021 | 2022 | 2023 | 2024 | 2025 | 2026 | 2027 | 2028 | 2029 | 2030 | 2031 | 2032 | 2033 | 2034 | 2035 | 2036 | 2037 | 2038 | 2039 | 2040 | 2041 | 2042 | 2043 | 2044 | 2045 | 2046 | 2047 | 2048 | 2049 | 2050 | 2051 |  | 2020 | 2021 | 2022 | 2023 | 2024 | 2025 | 2026 | 2027 | 2028 | 2029 | 2030 | 2031 | 2032 | 2033 | 2034 | 2035 | 2036 | 2037 | 2038 | 2039 | 2040 | 2041 | 2042 | 2043 | 2044 | 2045 | 2046 | 2047 | 2048 | 2049 | 2050 | 2051 |  | 2020 | 2021 | 2022 | 2023 | 2024 | 2025 | 2026 | 2027 | 2028 | 2029 | 2030 | 2031 | 2032 | 2033 | 2034 | 2035 | 2036 | 2037 | 2038 | 2039 | 2040 | 2041 | 2042 | 2043 | 2044 | 2045 | 2046 | 2047 | 2048 | 2049 | 2050 | 2051
FALSE | Select a BSP | 0 | 0 | 0 | 0 | 0 | 0 | 0 | 0 | 0 | 0 | 0 | 0 | 0 | 0 | 0 | 0 | 0 | 0 | 0 | 0 | 0 | 0 | 0 | 0 | 0 | 0 | 0 | 0 | 0 | 0 | 0 | 0 | 0 | 0 | 0 | 0 | 0 | 0 | 0 | 0 | 0 | 0 | 0 | 0 | 0 | 0 | 0 | 0 | 0 | 0 | 0 | 0 | 0 | 0 | 0 | 0 | 0 | 0 | 0 | 0 | 0 | 0 | 0 | 0 | 0 | 0 | 0 | 0 | 0 | 0 | 0 | 0 | 0 | 0 | 0 | 0 | 0 | 0 | 0 | 0 | 0 | 0 | 0 | 0 | 0 | 0 | 0 | 0 | 0 | 0 | 0 | 0 | 0 | 0 | 0 | 0 | 0 | 0 | 0 | 0 | 0 | 0 | 0 | 0 | 0 | 0 | 0 | 0 | 0 | 0 | 0 | 0 | 0 | 0 | 0 | 0 | 0 | 0 | 0 | 0 | 0 | 0 | 0 | 0 | 0 | 0 | 0 | 0 | 0 | 0 | 0 | 0 | 0 | 0 | 0 | 0 | 0 | 0 | 0 | 0 | 0 | 0 | 0 | 0 | 0 | 0 | 0 | 0 | 0 | 0 | 0 | 0 | 0 | 0 | 0 | 0 | 0 | 0 | 0 | 0 | 0 | 0 | 0 | 0
FALSE | Select a BSP | 0 | 0 | 0 | 0 | 0 | 0 | 0 | 0 | 0 | 0 | 0 | 0 | 0 | 0 | 0 | 0 | 0 | 0 | 0 | 0 | 0 | 0 | 0 | 0 | 0 | 0 | 0 | 0 | 0 | 0 | 0 | 0 | 0 | 0 | 0 | 0 | 0 | 0 | 0 | 0 | 0 | 0 | 0 | 0 | 0 | 0 | 0 | 0 | 0 | 0 | 0 | 0 | 0 | 0 | 0 | 0 | 0 | 0 | 0 | 0 | 0 | 0 | 0 | 0 | 0 | 0 | 0 | 0 | 0 | 0 | 0 | 0 | 0 | 0 | 0 | 0 | 0 | 0 | 0 | 0 | 0 | 0 | 0 | 0 | 0 | 0 | 0 | 0 | 0 | 0 | 0 | 0 | 0 | 0 | 0 | 0 | 0 | 0 | 0 | 0 | 0 | 0 | 0 | 0 | 0 | 0 | 0 | 0 | 0 | 0 | 0 | 0 | 0 | 0 | 0 | 0 | 0 | 0 | 0 | 0 | 0 | 0 | 0 | 0 | 0 | 0 | 0 | 0 | 0 | 0 | 0 | 0 | 0 | 0 | 0 | 0 | 0 | 0 | 0 | 0 | 0 | 0 | 0 | 0 | 0 | 0 | 0 | 0 | 0 | 0 | 0 | 0 | 0 | 0 | 0 | 0 | 0 | 0 | 0 | 0 | 0 | 0 | 0 | 0
FALSE | Select a BSP | 0 | 0 | 0 | 0 | 0 | 0 | 0 | 0 | 0 | 0 | 0 | 0 | 0 | 0 | 0 | 0 | 0 | 0 | 0 | 0 | 0 | 0 | 0 | 0 | 0 | 0 | 0 | 0 | 0 | 0 | 0 | 0 | 0 | 0 | 0 | 0 | 0 | 0 | 0 | 0 | 0 | 0 | 0 | 0 | 0 | 0 | 0 | 0 | 0 | 0 | 0 | 0 | 0 | 0 | 0 | 0 | 0 | 0 | 0 | 0 | 0 | 0 | 0 | 0 | 0 | 0 | 0 | 0 | 0 | 0 | 0 | 0 | 0 | 0 | 0 | 0 | 0 | 0 | 0 | 0 | 0 | 0 | 0 | 0 | 0 | 0 | 0 | 0 | 0 | 0 | 0 | 0 | 0 | 0 | 0 | 0 | 0 | 0 | 0 | 0 | 0 | 0 | 0 | 0 | 0 | 0 | 0 | 0 | 0 | 0 | 0 | 0 | 0 | 0 | 0 | 0 | 0 | 0 | 0 | 0 | 0 | 0 | 0 | 0 | 0 | 0 | 0 | 0 | 0 | 0 | 0 | 0 | 0 | 0 | 0 | 0 | 0 | 0 | 0 | 0 | 0 | 0 | 0 | 0 | 0 | 0 | 0 | 0 | 0 | 0 | 0 | 0 | 0 | 0 | 0 | 0 | 0 | 0 | 0 | 0 | 0 | 0 | 0 | 0
FALSE | Select a BSP | 0 | 0 | 0 | 0 | 0 | 0 | 0 | 0 | 0 | 0 | 0 | 0 | 0 | 0 | 0 | 0 | 0 | 0 | 0 | 0 | 0 | 0 | 0 | 0 | 0 | 0 | 0 | 0 | 0 | 0 | 0 | 0 | 0 | 0 | 0 | 0 | 0 | 0 | 0 | 0 | 0 | 0 | 0 | 0 | 0 | 0 | 0 | 0 | 0 | 0 | 0 | 0 | 0 | 0 | 0 | 0 | 0 | 0 | 0 | 0 | 0 | 0 | 0 | 0 | 0 | 0 | 0 | 0 | 0 | 0 | 0 | 0 | 0 | 0 | 0 | 0 | 0 | 0 | 0 | 0 | 0 | 0 | 0 | 0 | 0 | 0 | 0 | 0 | 0 | 0 | 0 | 0 | 0 | 0 | 0 | 0 | 0 | 0 | 0 | 0 | 0 | 0 | 0 | 0 | 0 | 0 | 0 | 0 | 0 | 0 | 0 | 0 | 0 | 0 | 0 | 0 | 0 | 0 | 0 | 0 | 0 | 0 | 0 | 0 | 0 | 0 | 0 | 0 | 0 | 0 | 0 | 0 | 0 | 0 | 0 | 0 | 0 | 0 | 0 | 0 | 0 | 0 | 0 | 0 | 0 | 0 | 0 | 0 | 0 | 0 | 0 | 0 | 0 | 0 | 0 | 0 | 0 | 0 | 0 | 0 | 0 | 0 | 0 | 0
FALSE | Select a BSP | 0 | 0 | 0 | 0 | 0 | 0 | 0 | 0 | 0 | 0 | 0 | 0 | 0 | 0 | 0 | 0 | 0 | 0 | 0 | 0 | 0 | 0 | 0 | 0 | 0 | 0 | 0 | 0 | 0 | 0 | 0 | 0 | 0 | 0 | 0 | 0 | 0 | 0 | 0 | 0 | 0 | 0 | 0 | 0 | 0 | 0 | 0 | 0 | 0 | 0 | 0 | 0 | 0 | 0 | 0 | 0 | 0 | 0 | 0 | 0 | 0 | 0 | 0 | 0 | 0 | 0 | 0 | 0 | 0 | 0 | 0 | 0 | 0 | 0 | 0 | 0 | 0 | 0 | 0 | 0 | 0 | 0 | 0 | 0 | 0 | 0 | 0 | 0 | 0 | 0 | 0 | 0 | 0 | 0 | 0 | 0 | 0 | 0 | 0 | 0 | 0 | 0 | 0 | 0 | 0 | 0 | 0 | 0 | 0 | 0 | 0 | 0 | 0 | 0 | 0 | 0 | 0 | 0 | 0 | 0 | 0 | 0 | 0 | 0 | 0 | 0 | 0 | 0 | 0 | 0 | 0 | 0 | 0 | 0 | 0 | 0 | 0 | 0 | 0 | 0 | 0 | 0 | 0 | 0 | 0 | 0 | 0 | 0 | 0 | 0 | 0 | 0 | 0 | 0 | 0 | 0 | 0 | 0 | 0 | 0 | 0 | 0 | 0 | 0
FALSE | Select a BSP | 0 | 0 | 0 | 0 | 0 | 0 | 0 | 0 | 0 | 0 | 0 | 0 | 0 | 0 | 0 | 0 | 0 | 0 | 0 | 0 | 0 | 0 | 0 | 0 | 0 | 0 | 0 | 0 | 0 | 0 | 0 | 0 | 0 | 0 | 0 | 0 | 0 | 0 | 0 | 0 | 0 | 0 | 0 | 0 | 0 | 0 | 0 | 0 | 0 | 0 | 0 | 0 | 0 | 0 | 0 | 0 | 0 | 0 | 0 | 0 | 0 | 0 | 0 | 0 | 0 | 0 | 0 | 0 | 0 | 0 | 0 | 0 | 0 | 0 | 0 | 0 | 0 | 0 | 0 | 0 | 0 | 0 | 0 | 0 | 0 | 0 | 0 | 0 | 0 | 0 | 0 | 0 | 0 | 0 | 0 | 0 | 0 | 0 | 0 | 0 | 0 | 0 | 0 | 0 | 0 | 0 | 0 | 0 | 0 | 0 | 0 | 0 | 0 | 0 | 0 | 0 | 0 | 0 | 0 | 0 | 0 | 0 | 0 | 0 | 0 | 0 | 0 | 0 | 0 | 0 | 0 | 0 | 0 | 0 | 0 | 0 | 0 | 0 | 0 | 0 | 0 | 0 | 0 | 0 | 0 | 0 | 0 | 0 | 0 | 0 | 0 | 0 | 0 | 0 | 0 | 0 | 0 | 0 | 0 | 0 | 0 | 0 | 0 | 0
FALSE | Select a BSP | 0 | 0 | 0 | 0 | 0 | 0 | 0 | 0 | 0 | 0 | 0 | 0 | 0 | 0 | 0 | 0 | 0 | 0 | 0 | 0 | 0 | 0 | 0 | 0 | 0 | 0 | 0 | 0 | 0 | 0 | 0 | 0 | 0 | 0 | 0 | 0 | 0 | 0 | 0 | 0 | 0 | 0 | 0 | 0 | 0 | 0 | 0 | 0 | 0 | 0 | 0 | 0 | 0 | 0 | 0 | 0 | 0 | 0 | 0 | 0 | 0 | 0 | 0 | 0 | 0 | 0 | 0 | 0 | 0 | 0 | 0 | 0 | 0 | 0 | 0 | 0 | 0 | 0 | 0 | 0 | 0 | 0 | 0 | 0 | 0 | 0 | 0 | 0 | 0 | 0 | 0 | 0 | 0 | 0 | 0 | 0 | 0 | 0 | 0 | 0 | 0 | 0 | 0 | 0 | 0 | 0 | 0 | 0 | 0 | 0 | 0 | 0 | 0 | 0 | 0 | 0 | 0 | 0 | 0 | 0 | 0 | 0 | 0 | 0 | 0 | 0 | 0 | 0 | 0 | 0 | 0 | 0 | 0 | 0 | 0 | 0 | 0 | 0 | 0 | 0 | 0 | 0 | 0 | 0 | 0 | 0 | 0 | 0 | 0 | 0 | 0 | 0 | 0 | 0 | 0 | 0 | 0 | 0 | 0 | 0 | 0 | 0 | 0 | 0
FALSE | Select a BSP | 0 | 0 | 0 | 0 | 0 | 0 | 0 | 0 | 0 | 0 | 0 | 0 | 0 | 0 | 0 | 0 | 0 | 0 | 0 | 0 | 0 | 0 | 0 | 0 | 0 | 0 | 0 | 0 | 0 | 0 | 0 | 0 | 0 | 0 | 0 | 0 | 0 | 0 | 0 | 0 | 0 | 0 | 0 | 0 | 0 | 0 | 0 | 0 | 0 | 0 | 0 | 0 | 0 | 0 | 0 | 0 | 0 | 0 | 0 | 0 | 0 | 0 | 0 | 0 | 0 | 0 | 0 | 0 | 0 | 0 | 0 | 0 | 0 | 0 | 0 | 0 | 0 | 0 | 0 | 0 | 0 | 0 | 0 | 0 | 0 | 0 | 0 | 0 | 0 | 0 | 0 | 0 | 0 | 0 | 0 | 0 | 0 | 0 | 0 | 0 | 0 | 0 | 0 | 0 | 0 | 0 | 0 | 0 | 0 | 0 | 0 | 0 | 0 | 0 | 0 | 0 | 0 | 0 | 0 | 0 | 0 | 0 | 0 | 0 | 0 | 0 | 0 | 0 | 0 | 0 | 0 | 0 | 0 | 0 | 0 | 0 | 0 | 0 | 0 | 0 | 0 | 0 | 0 | 0 | 0 | 0 | 0 | 0 | 0 | 0 | 0 | 0 | 0 | 0 | 0 | 0 | 0 | 0 | 0 | 0 | 0 | 0 | 0 | 0
FALSE | Select a BSP | 0 | 0 | 0 | 0 | 0 | 0 | 0 | 0 | 0 | 0 | 0 | 0 | 0 | 0 | 0 | 0 | 0 | 0 | 0 | 0 | 0 | 0 | 0 | 0 | 0 | 0 | 0 | 0 | 0 | 0 | 0 | 0 | 0 | 0 | 0 | 0 | 0 | 0 | 0 | 0 | 0 | 0 | 0 | 0 | 0 | 0 | 0 | 0 | 0 | 0 | 0 | 0 | 0 | 0 | 0 | 0 | 0 | 0 | 0 | 0 | 0 | 0 | 0 | 0 | 0 | 0 | 0 | 0 | 0 | 0 | 0 | 0 | 0 | 0 | 0 | 0 | 0 | 0 | 0 | 0 | 0 | 0 | 0 | 0 | 0 | 0 | 0 | 0 | 0 | 0 | 0 | 0 | 0 | 0 | 0 | 0 | 0 | 0 | 0 | 0 | 0 | 0 | 0 | 0 | 0 | 0 | 0 | 0 | 0 | 0 | 0 | 0 | 0 | 0 | 0 | 0 | 0 | 0 | 0 | 0 | 0 | 0 | 0 | 0 | 0 | 0 | 0 | 0 | 0 | 0 | 0 | 0 | 0 | 0 | 0 | 0 | 0 | 0 | 0 | 0 | 0 | 0 | 0 | 0 | 0 | 0 | 0 | 0 | 0 | 0 | 0 | 0 | 0 | 0 | 0 | 0 | 0 | 0 | 0 | 0 | 0 | 0 | 0 | 0
FALSE | Select a BSP | 0 | 0 | 0 | 0 | 0 | 0 | 0 | 0 | 0 | 0 | 0 | 0 | 0 | 0 | 0 | 0 | 0 | 0 | 0 | 0 | 0 | 0 | 0 | 0 | 0 | 0 | 0 | 0 | 0 | 0 | 0 | 0 | 0 | 0 | 0 | 0 | 0 | 0 | 0 | 0 | 0 | 0 | 0 | 0 | 0 | 0 | 0 | 0 | 0 | 0 | 0 | 0 | 0 | 0 | 0 | 0 | 0 | 0 | 0 | 0 | 0 | 0 | 0 | 0 | 0 | 0 | 0 | 0 | 0 | 0 | 0 | 0 | 0 | 0 | 0 | 0 | 0 | 0 | 0 | 0 | 0 | 0 | 0 | 0 | 0 | 0 | 0 | 0 | 0 | 0 | 0 | 0 | 0 | 0 | 0 | 0 | 0 | 0 | 0 | 0 | 0 | 0 | 0 | 0 | 0 | 0 | 0 | 0 | 0 | 0 | 0 | 0 | 0 | 0 | 0 | 0 | 0 | 0 | 0 | 0 | 0 | 0 | 0 | 0 | 0 | 0 | 0 | 0 | 0 | 0 | 0 | 0 | 0 | 0 | 0 | 0 | 0 | 0 | 0 | 0 | 0 | 0 | 0 | 0 | 0 | 0 | 0 | 0 | 0 | 0 | 0 | 0 | 0 | 0 | 0 | 0 | 0 | 0 | 0 | 0 | 0 | 0 | 0 | 0
HP Domestic
| Central Outlook | 0 | 0 | 0 | 0 | 0 | 0 | 0 | 0 | 0 | 0 | 0 | 0 | 0 | 0 | 0 | 0 | 0 | 0 | 0 | 0 | 0 | 0 | 0 | 0 | 0 | 0 | 0 | 0 | 0 | 0 | 0 | 0
| Steady Progression | 0 | 0 | 0 | 0 | 0 | 0 | 0 | 0 | 0 | 0 | 0 | 0 | 0 | 0 | 0 | 0 | 0 | 0 | 0 | 0 | 0 | 0 | 0 | 0 | 0 | 0 | 0 | 0 | 0 | 0 | 0 | 0
| System Transformation | 0 | 0 | 0 | 0 | 0 | 0 | 0 | 0 | 0 | 0 | 0 | 0 | 0 | 0 | 0 | 0 | 0 | 0 | 0 | 0 | 0 | 0 | 0 | 0 | 0 | 0 | 0 | 0 | 0 | 0 | 0 | 0
| Consumer Transformation | 0 | 0 | 0 | 0 | 0 | 0 | 0 | 0 | 0 | 0 | 0 | 0 | 0 | 0 | 0 | 0 | 0 | 0 | 0 | 0 | 0 | 0 | 0 | 0 | 0 | 0 | 0 | 0 | 0 | 0 | 0 | 0
| Leading the Way | 0 | 0 | 0 | 0 | 0 | 0 | 0 | 0 | 0 | 0 | 0 | 0 | 0 | 0 | 0 | 0 | 0 | 0 | 0 | 0 | 0 | 0 | 0 | 0 | 0 | 0 | 0 | 0 | 0 | 0 | 0 | 0
| Year | 2020 | 2021 | 2022 | 2023 | 2024 | 2025 | 2026 | 2027 | 2028 | 2029 | 2030 | 2031 | 2032 | 2033 | 2034 | 2035 | 2036 | 2037 | 2038 | 2039 | 2040 | 2041 | 2042 | 2043 | 2044 | 2045 | 2046 | 2047 | 2048 | 2049 | 2050 | 2051
HP Non Domestic |  | 4 | 6 | 8 | 10 | 12 | 14 | 16 | 18 | 20 | 22 | 24 | 26 | 28 | 30 | 32 | 34 | 36 | 38 | 40 | 42 | 44 | 46 | 48 | 50 | 52 | 54 | 56 | 58 | 60 | 62 | 64 | 66 |  | 69 | 71 | 73 | 75 | 77 | 79 | 81 | 83 | 85 | 87 | 89 | 91 | 93 | 95 | 97 | 99 | 101 | 103 | 105 | 107 | 109 | 111 | 113 | 115 | 117 | 119 | 121 | 123 | 125 | 127 | 129 | 131 |  | 134 | 136 | 138 | 140 | 142 | 144 | 146 | 148 | 150 | 152 | 154 | 156 | 158 | 160 | 162 | 164 | 166 | 168 | 170 | 172 | 174 | 176 | 178 | 180 | 182 | 184 | 186 | 188 | 190 | 192 | 194 | 196 | 1 | 199 | 201 | 203 | 205 | 207 | 209 | 211 | 213 | 215 | 217 | 219 | 221 | 223 | 225 | 227 | 229 | 231 | 233 | 235 | 237 | 239 | 241 | 243 | 245 | 247 | 249 | 251 | 253 | 255 | 257 | 259 | 261 |  | 264 | 266 | 268 | 270 | 272 | 274 | 276 | 278 | 280 | 282 | 284 | 286 | 288 | 290 | 292 | 294 | 296 | 298 | 300 | 302 | 304 | 306 | 308 | 310 | 312 | 314 | 316 | 318 | 320 | 322 | 324 | 326
| Central Outlook | [32 empty] | Steady Progression | [32 empty] | System Transformation | 1: Consumer Transformation | Leading the Way
|  | 2020 | 2021 | 2022 | 2023 | 2024 | 2025 | 2026 | 2027 | 2028 | 2029 | 2030 | 2031 | 2032 | 2033 | 2034 | 2035 | 2036 | 2037 | 2038 | 2039 | 2040 | 2041 | 2042 | 2043 | 2044 | 2045 | 2046 | 2047 | 2048 | 2049 | 2050 | 2051 |  | 2020 | 2021 | 2022 | 2023 | 2024 | 2025 | 2026 | 2027 | 2028 | 2029 | 2030 | 2031 | 2032 | 2033 | 2034 | 2035 | 2036 | 2037 | 2038 | 2039 | 2040 | 2041 | 2042 | 2043 | 2044 | 2045 | 2046 | 2047 | 2048 | 2049 | 2050 | 2051 |  | 2020 | 2021 | 2022 | 2023 | 2024 | 2025 | 2026 | 2027 | 2028 | 2029 | 2030 | 2031 | 2032 | 2033 | 2034 | 2035 | 2036 | 2037 | 2038 | 2039 | 2040 | 2041 | 2042 | 2043 | 2044 | 2045 | 2046 | 2047 | 2048 | 2049 | 2050 | 2051 |  | 2020 | 2021 | 2022 | 2023 | 2024 | 2025 | 2026 | 2027 | 2028 | 2029 | 2030 | 2031 | 2032 | 2033 | 2034 | 2035 | 2036 | 2037 | 2038 | 2039 | 2040 | 2041 | 2042 | 2043 | 2044 | 2045 | 2046 | 2047 | 2048 | 2049 | 2050 | 2051 |  | 2020 | 2021 | 2022 | 2023 | 2024 | 2025 | 2026 | 2027 | 2028 | 2029 | 2030 | 2031 | 2032 | 2033 | 2034 | 2035 | 2036 | 2037 | 2038 | 2039 | 2040 | 2041 | 2042 | 2043 | 2044 | 2045 | 2046 | 2047 | 2048 | 2049 | 2050 | 2051
FALSE | Select a BSP | 0 | 0 | 0 | 0 | 0 | 0 | 0 | 0 | 0 | 0 | 0 | 0 | 0 | 0 | 0 | 0 | 0 | 0 | 0 | 0 | 0 | 0 | 0 | 0 | 0 | 0 | 0 | 0 | 0 | 0 | 0 | 0 | 0 | 0 | 0 | 0 | 0 | 0 | 0 | 0 | 0 | 0 | 0 | 0 | 0 | 0 | 0 | 0 | 0 | 0 | 0 | 0 | 0 | 0 | 0 | 0 | 0 | 0 | 0 | 0 | 0 | 0 | 0 | 0 | 0 | 0 | 0 | 0 | 0 | 0 | 0 | 0 | 0 | 0 | 0 | 0 | 0 | 0 | 0 | 0 | 0 | 0 | 0 | 0 | 0 | 0 | 0 | 0 | 0 | 0 | 0 | 0 | 0 | 0 | 0 | 0 | 0 | 0 | 0 | 0 | 0 | 0 | 0 | 0 | 0 | 0 | 0 | 0 | 0 | 0 | 0 | 0 | 0 | 0 | 0 | 0 | 0 | 0 | 0 | 0 | 0 | 0 | 0 | 0 | 0 | 0 | 0 | 0 | 0 | 0 | 0 | 0 | 0 | 0 | 0 | 0 | 0 | 0 | 0 | 0 | 0 | 0 | 0 | 0 | 0 | 0 | 0 | 0 | 0 | 0 | 0 | 0 | 0 | 0 | 0 | 0 | 0 | 0 | 0 | 0 | 0 | 0 | 0 | 0
FALSE | Select a BSP | 0 | 0 | 0 | 0 | 0 | 0 | 0 | 0 | 0 | 0 | 0 | 0 | 0 | 0 | 0 | 0 | 0 | 0 | 0 | 0 | 0 | 0 | 0 | 0 | 0 | 0 | 0 | 0 | 0 | 0 | 0 | 0 | 0 | 0 | 0 | 0 | 0 | 0 | 0 | 0 | 0 | 0 | 0 | 0 | 0 | 0 | 0 | 0 | 0 | 0 | 0 | 0 | 0 | 0 | 0 | 0 | 0 | 0 | 0 | 0 | 0 | 0 | 0 | 0 | 0 | 0 | 0 | 0 | 0 | 0 | 0 | 0 | 0 | 0 | 0 | 0 | 0 | 0 | 0 | 0 | 0 | 0 | 0 | 0 | 0 | 0 | 0 | 0 | 0 | 0 | 0 | 0 | 0 | 0 | 0 | 0 | 0 | 0 | 0 | 0 | 0 | 0 | 0 | 0 | 0 | 0 | 0 | 0 | 0 | 0 | 0 | 0 | 0 | 0 | 0 | 0 | 0 | 0 | 0 | 0 | 0 | 0 | 0 | 0 | 0 | 0 | 0 | 0 | 0 | 0 | 0 | 0 | 0 | 0 | 0 | 0 | 0 | 0 | 0 | 0 | 0 | 0 | 0 | 0 | 0 | 0 | 0 | 0 | 0 | 0 | 0 | 0 | 0 | 0 | 0 | 0 | 0 | 0 | 0 | 0 | 0 | 0 | 0 | 0
FALSE | Select a BSP | 0 | 0 | 0 | 0 | 0 | 0 | 0 | 0 | 0 | 0 | 0 | 0 | 0 | 0 | 0 | 0 | 0 | 0 | 0 | 0 | 0 | 0 | 0 | 0 | 0 | 0 | 0 | 0 | 0 | 0 | 0 | 0 | 0 | 0 | 0 | 0 | 0 | 0 | 0 | 0 | 0 | 0 | 0 | 0 | 0 | 0 | 0 | 0 | 0 | 0 | 0 | 0 | 0 | 0 | 0 | 0 | 0 | 0 | 0 | 0 | 0 | 0 | 0 | 0 | 0 | 0 | 0 | 0 | 0 | 0 | 0 | 0 | 0 | 0 | 0 | 0 | 0 | 0 | 0 | 0 | 0 | 0 | 0 | 0 | 0 | 0 | 0 | 0 | 0 | 0 | 0 | 0 | 0 | 0 | 0 | 0 | 0 | 0 | 0 | 0 | 0 | 0 | 0 | 0 | 0 | 0 | 0 | 0 | 0 | 0 | 0 | 0 | 0 | 0 | 0 | 0 | 0 | 0 | 0 | 0 | 0 | 0 | 0 | 0 | 0 | 0 | 0 | 0 | 0 | 0 | 0 | 0 | 0 | 0 | 0 | 0 | 0 | 0 | 0 | 0 | 0 | 0 | 0 | 0 | 0 | 0 | 0 | 0 | 0 | 0 | 0 | 0 | 0 | 0 | 0 | 0 | 0 | 0 | 0 | 0 | 0 | 0 | 0 | 0
FALSE | Select a BSP | 0 | 0 | 0 | 0 | 0 | 0 | 0 | 0 | 0 | 0 | 0 | 0 | 0 | 0 | 0 | 0 | 0 | 0 | 0 | 0 | 0 | 0 | 0 | 0 | 0 | 0 | 0 | 0 | 0 | 0 | 0 | 0 | 0 | 0 | 0 | 0 | 0 | 0 | 0 | 0 | 0 | 0 | 0 | 0 | 0 | 0 | 0 | 0 | 0 | 0 | 0 | 0 | 0 | 0 | 0 | 0 | 0 | 0 | 0 | 0 | 0 | 0 | 0 | 0 | 0 | 0 | 0 | 0 | 0 | 0 | 0 | 0 | 0 | 0 | 0 | 0 | 0 | 0 | 0 | 0 | 0 | 0 | 0 | 0 | 0 | 0 | 0 | 0 | 0 | 0 | 0 | 0 | 0 | 0 | 0 | 0 | 0 | 0 | 0 | 0 | 0 | 0 | 0 | 0 | 0 | 0 | 0 | 0 | 0 | 0 | 0 | 0 | 0 | 0 | 0 | 0 | 0 | 0 | 0 | 0 | 0 | 0 | 0 | 0 | 0 | 0 | 0 | 0 | 0 | 0 | 0 | 0 | 0 | 0 | 0 | 0 | 0 | 0 | 0 | 0 | 0 | 0 | 0 | 0 | 0 | 0 | 0 | 0 | 0 | 0 | 0 | 0 | 0 | 0 | 0 | 0 | 0 | 0 | 0 | 0 | 0 | 0 | 0 | 0
FALSE | Select a BSP | 0 | 0 | 0 | 0 | 0 | 0 | 0 | 0 | 0 | 0 | 0 | 0 | 0 | 0 | 0 | 0 | 0 | 0 | 0 | 0 | 0 | 0 | 0 | 0 | 0 | 0 | 0 | 0 | 0 | 0 | 0 | 0 | 0 | 0 | 0 | 0 | 0 | 0 | 0 | 0 | 0 | 0 | 0 | 0 | 0 | 0 | 0 | 0 | 0 | 0 | 0 | 0 | 0 | 0 | 0 | 0 | 0 | 0 | 0 | 0 | 0 | 0 | 0 | 0 | 0 | 0 | 0 | 0 | 0 | 0 | 0 | 0 | 0 | 0 | 0 | 0 | 0 | 0 | 0 | 0 | 0 | 0 | 0 | 0 | 0 | 0 | 0 | 0 | 0 | 0 | 0 | 0 | 0 | 0 | 0 | 0 | 0 | 0 | 0 | 0 | 0 | 0 | 0 | 0 | 0 | 0 | 0 | 0 | 0 | 0 | 0 | 0 | 0 | 0 | 0 | 0 | 0 | 0 | 0 | 0 | 0 | 0 | 0 | 0 | 0 | 0 | 0 | 0 | 0 | 0 | 0 | 0 | 0 | 0 | 0 | 0 | 0 | 0 | 0 | 0 | 0 | 0 | 0 | 0 | 0 | 0 | 0 | 0 | 0 | 0 | 0 | 0 | 0 | 0 | 0 | 0 | 0 | 0 | 0 | 0 | 0 | 0 | 0 | 0
FALSE | Select a BSP | 0 | 0 | 0 | 0 | 0 | 0 | 0 | 0 | 0 | 0 | 0 | 0 | 0 | 0 | 0 | 0 | 0 | 0 | 0 | 0 | 0 | 0 | 0 | 0 | 0 | 0 | 0 | 0 | 0 | 0 | 0 | 0 | 0 | 0 | 0 | 0 | 0 | 0 | 0 | 0 | 0 | 0 | 0 | 0 | 0 | 0 | 0 | 0 | 0 | 0 | 0 | 0 | 0 | 0 | 0 | 0 | 0 | 0 | 0 | 0 | 0 | 0 | 0 | 0 | 0 | 0 | 0 | 0 | 0 | 0 | 0 | 0 | 0 | 0 | 0 | 0 | 0 | 0 | 0 | 0 | 0 | 0 | 0 | 0 | 0 | 0 | 0 | 0 | 0 | 0 | 0 | 0 | 0 | 0 | 0 | 0 | 0 | 0 | 0 | 0 | 0 | 0 | 0 | 0 | 0 | 0 | 0 | 0 | 0 | 0 | 0 | 0 | 0 | 0 | 0 | 0 | 0 | 0 | 0 | 0 | 0 | 0 | 0 | 0 | 0 | 0 | 0 | 0 | 0 | 0 | 0 | 0 | 0 | 0 | 0 | 0 | 0 | 0 | 0 | 0 | 0 | 0 | 0 | 0 | 0 | 0 | 0 | 0 | 0 | 0 | 0 | 0 | 0 | 0 | 0 | 0 | 0 | 0 | 0 | 0 | 0 | 0 | 0 | 0
FALSE | Select a BSP | 0 | 0 | 0 | 0 | 0 | 0 | 0 | 0 | 0 | 0 | 0 | 0 | 0 | 0 | 0 | 0 | 0 | 0 | 0 | 0 | 0 | 0 | 0 | 0 | 0 | 0 | 0 | 0 | 0 | 0 | 0 | 0 | 0 | 0 | 0 | 0 | 0 | 0 | 0 | 0 | 0 | 0 | 0 | 0 | 0 | 0 | 0 | 0 | 0 | 0 | 0 | 0 | 0 | 0 | 0 | 0 | 0 | 0 | 0 | 0 | 0 | 0 | 0 | 0 | 0 | 0 | 0 | 0 | 0 | 0 | 0 | 0 | 0 | 0 | 0 | 0 | 0 | 0 | 0 | 0 | 0 | 0 | 0 | 0 | 0 | 0 | 0 | 0 | 0 | 0 | 0 | 0 | 0 | 0 | 0 | 0 | 0 | 0 | 0 | 0 | 0 | 0 | 0 | 0 | 0 | 0 | 0 | 0 | 0 | 0 | 0 | 0 | 0 | 0 | 0 | 0 | 0 | 0 | 0 | 0 | 0 | 0 | 0 | 0 | 0 | 0 | 0 | 0 | 0 | 0 | 0 | 0 | 0 | 0 | 0 | 0 | 0 | 0 | 0 | 0 | 0 | 0 | 0 | 0 | 0 | 0 | 0 | 0 | 0 | 0 | 0 | 0 | 0 | 0 | 0 | 0 | 0 | 0 | 0 | 0 | 0 | 0 | 0 | 0
FALSE | Select a BSP | 0 | 0 | 0 | 0 | 0 | 0 | 0 | 0 | 0 | 0 | 0 | 0 | 0 | 0 | 0 | 0 | 0 | 0 | 0 | 0 | 0 | 0 | 0 | 0 | 0 | 0 | 0 | 0 | 0 | 0 | 0 | 0 | 0 | 0 | 0 | 0 | 0 | 0 | 0 | 0 | 0 | 0 | 0 | 0 | 0 | 0 | 0 | 0 | 0 | 0 | 0 | 0 | 0 | 0 | 0 | 0 | 0 | 0 | 0 | 0 | 0 | 0 | 0 | 0 | 0 | 0 | 0 | 0 | 0 | 0 | 0 | 0 | 0 | 0 | 0 | 0 | 0 | 0 | 0 | 0 | 0 | 0 | 0 | 0 | 0 | 0 | 0 | 0 | 0 | 0 | 0 | 0 | 0 | 0 | 0 | 0 | 0 | 0 | 0 | 0 | 0 | 0 | 0 | 0 | 0 | 0 | 0 | 0 | 0 | 0 | 0 | 0 | 0 | 0 | 0 | 0 | 0 | 0 | 0 | 0 | 0 | 0 | 0 | 0 | 0 | 0 | 0 | 0 | 0 | 0 | 0 | 0 | 0 | 0 | 0 | 0 | 0 | 0 | 0 | 0 | 0 | 0 | 0 | 0 | 0 | 0 | 0 | 0 | 0 | 0 | 0 | 0 | 0 | 0 | 0 | 0 | 0 | 0 | 0 | 0 | 0 | 0 | 0 | 0
FALSE | Select a BSP | 0 | 0 | 0 | 0 | 0 | 0 | 0 | 0 | 0 | 0 | 0 | 0 | 0 | 0 | 0 | 0 | 0 | 0 | 0 | 0 | 0 | 0 | 0 | 0 | 0 | 0 | 0 | 0 | 0 | 0 | 0 | 0 | 0 | 0 | 0 | 0 | 0 | 0 | 0 | 0 | 0 | 0 | 0 | 0 | 0 | 0 | 0 | 0 | 0 | 0 | 0 | 0 | 0 | 0 | 0 | 0 | 0 | 0 | 0 | 0 | 0 | 0 | 0 | 0 | 0 | 0 | 0 | 0 | 0 | 0 | 0 | 0 | 0 | 0 | 0 | 0 | 0 | 0 | 0 | 0 | 0 | 0 | 0 | 0 | 0 | 0 | 0 | 0 | 0 | 0 | 0 | 0 | 0 | 0 | 0 | 0 | 0 | 0 | 0 | 0 | 0 | 0 | 0 | 0 | 0 | 0 | 0 | 0 | 0 | 0 | 0 | 0 | 0 | 0 | 0 | 0 | 0 | 0 | 0 | 0 | 0 | 0 | 0 | 0 | 0 | 0 | 0 | 0 | 0 | 0 | 0 | 0 | 0 | 0 | 0 | 0 | 0 | 0 | 0 | 0 | 0 | 0 | 0 | 0 | 0 | 0 | 0 | 0 | 0 | 0 | 0 | 0 | 0 | 0 | 0 | 0 | 0 | 0 | 0 | 0 | 0 | 0 | 0 | 0
FALSE | Select a BSP | 0 | 0 | 0 | 0 | 0 | 0 | 0 | 0 | 0 | 0 | 0 | 0 | 0 | 0 | 0 | 0 | 0 | 0 | 0 | 0 | 0 | 0 | 0 | 0 | 0 | 0 | 0 | 0 | 0 | 0 | 0 | 0 | 0 | 0 | 0 | 0 | 0 | 0 | 0 | 0 | 0 | 0 | 0 | 0 | 0 | 0 | 0 | 0 | 0 | 0 | 0 | 0 | 0 | 0 | 0 | 0 | 0 | 0 | 0 | 0 | 0 | 0 | 0 | 0 | 0 | 0 | 0 | 0 | 0 | 0 | 0 | 0 | 0 | 0 | 0 | 0 | 0 | 0 | 0 | 0 | 0 | 0 | 0 | 0 | 0 | 0 | 0 | 0 | 0 | 0 | 0 | 0 | 0 | 0 | 0 | 0 | 0 | 0 | 0 | 0 | 0 | 0 | 0 | 0 | 0 | 0 | 0 | 0 | 0 | 0 | 0 | 0 | 0 | 0 | 0 | 0 | 0 | 0 | 0 | 0 | 0 | 0 | 0 | 0 | 0 | 0 | 0 | 0 | 0 | 0 | 0 | 0 | 0 | 0 | 0 | 0 | 0 | 0 | 0 | 0 | 0 | 0 | 0 | 0 | 0 | 0 | 0 | 0 | 0 | 0 | 0 | 0 | 0 | 0 | 0 | 0 | 0 | 0 | 0 | 0 | 0 | 0 | 0 | 0
HP Non Domestic
| Central Outlook | 0 | 0 | 0 | 0 | 0 | 0 | 0 | 0 | 0 | 0 | 0 | 0 | 0 | 0 | 0 | 0 | 0 | 0 | 0 | 0 | 0 | 0 | 0 | 0 | 0 | 0 | 0 | 0 | 0 | 0 | 0 | 0
| Steady Progression | 0 | 0 | 0 | 0 | 0 | 0 | 0 | 0 | 0 | 0 | 0 | 0 | 0 | 0 | 0 | 0 | 0 | 0 | 0 | 0 | 0 | 0 | 0 | 0 | 0 | 0 | 0 | 0 | 0 | 0 | 0 | 0
| System Transformation | 0 | 0 | 0 | 0 | 0 | 0 | 0 | 0 | 0 | 0 | 0 | 0 | 0 | 0 | 0 | 0 | 0 | 0 | 0 | 0 | 0 | 0 | 0 | 0 | 0 | 0 | 0 | 0 | 0 | 0 | 0 | 0
| Consumer Transformation | 0 | 0 | 0 | 0 | 0 | 0 | 0 | 0 | 0 | 0 | 0 | 0 | 0 | 0 | 0 | 0 | 0 | 0 | 0 | 0 | 0 | 0 | 0 | 0 | 0 | 0 | 0 | 0 | 0 | 0 | 0 | 0
| Leading the Way | 0 | 0 | 0 | 0 | 0 | 0 | 0 | 0 | 0 | 0 | 0 | 0 | 0 | 0 | 0 | 0 | 0 | 0 | 0 | 0 | 0 | 0 | 0 | 0 | 0 | 0 | 0 | 0 | 0 | 0 | 0 | 0
| Year | 2020 | 2021 | 2022 | 2023 | 2024 | 2025 | 2026 | 2027 | 2028 | 2029 | 2030 | 2031 | 2032 | 2033 | 2034 | 2035 | 2036 | 2037 | 2038 | 2039 | 2040 | 2041 | 2042 | 2043 | 2044 | 2045 | 2046 | 2047 | 2048 | 2049 | 2050 | 2051
HP Total
| Central Outlook | 0 | 0 | 0 | 0 | 0 | 0 | 0 | 0 | 0 | 0 | 0 | 0 | 0 | 0 | 0 | 0 | 0 | 0 | 0 | 0 | 0 | 0 | 0 | 0 | 0 | 0 | 0 | 0 | 0 | 0 | 0 | 0
| Steady Progression | 0 | 0 | 0 | 0 | 0 | 0 | 0 | 0 | 0 | 0 | 0 | 0 | 0 | 0 | 0 | 0 | 0 | 0 | 0 | 0 | 0 | 0 | 0 | 0 | 0 | 0 | 0 | 0 | 0 | 0 | 0 | 0
| System Transformation | 0 | 0 | 0 | 0 | 0 | 0 | 0 | 0 | 0 | 0 | 0 | 0 | 0 | 0 | 0 | 0 | 0 | 0 | 0 | 0 | 0 | 0 | 0 | 0 | 0 | 0 | 0 | 0 | 0 | 0 | 0 | 0
| Consumer Transformation | 0 | 0 | 0 | 0 | 0 | 0 | 0 | 0 | 0 | 0 | 0 | 0 | 0 | 0 | 0 | 0 | 0 | 0 | 0 | 0 | 0 | 0 | 0 | 0 | 0 | 0 | 0 | 0 | 0 | 0 | 0 | 0
| Leading the Way | 0 | 0 | 0 | 0 | 0 | 0 | 0 | 0 | 0 | 0 | 0 | 0 | 0 | 0 | 0 | 0 | 0 | 0 | 0 | 0 | 0 | 0 | 0 | 0 | 0 | 0 | 0 | 0 | 0 | 0 | 0 | 0
| Year | 2020 | 2021 | 2022 | 2023 | 2024 | 2025 | 2026 | 2027 | 2028 | 2029 | 2030 | 2031 | 2032 | 2033 | 2034 | 2035 | 2036 | 2037 | 2038 | 2039 | 2040 | 2041 | 2042 | 2043 | 2044 | 2045 | 2046 | 2047 | 2048 | 2049 | 2050 | 2051

## Multi_Pry_Chart_Data (hidden)
MAX DEMAND |  | 3 | 4 | 5 | 6 | 7 | 8 | 9 | 10 | 11 | 12 | 13 | 14 | 15 | 16 | 17 | 18 | 19 | 20 | 21 | 22 | 23 | 24 | 25 | 26 | 27 | 28 | 29 | 30 | 31 | 32 | 33 | 34 | 35 | 36 | 37 | 38 | 39 | 40 | 41 | 42 | 43 | 44 | 45 | 46 | 47 | 48 | 49 | 50 | 51 | 52 | 53 | 54 | 55 | 56 | 57 | 58 | 59 | 60 | 61 | 62 | 63 | 64 | 65 | 66 | 67 | 68 | 69 | 70 | 71 | 72 | 73 | 74 | 75 | 76 | 77 | 78 | 79 | 80 | 81 | 82 | 83 | 84 | 85 | 86 | 87 | 88 | 89 | 90 | 91 | 92 | 93 | 94 | 95 | 96 | 97 | 98 | 99 | 100 | 101 | 102 | 103 | 104 | 105 | 106 | 107 | 108 | 109 | 110 | 111 | 112 | 113 | 114 | 115 | 116 | 117 | 118 | 119 | 120 | 121 | 122 | 123 | 124 | 125 | 126 | 127 | 128 | 129 | 130 | 131 | 132 | 133 | 134 | 135 | 136 | 137 | 138 | 139 | 140 | 141 | 142 | 143 | 144 | 145 | 146 | 147 | 148 | 149 | 150 | 151 | 152 | 153 | 154 | 155 | 156 | 157 | 158 | 159 | 160 | 161 | 162 | 163 | 164 | 165 | 166
| Central Outlook | 35: Steady Progression; 68: System Transformation; 101: Consumer Transformation; 134: Leading the Way
|  | 2020 | 2021 | 2022 | 2023 | 2024 | 2025 | 2026 | 2027 | 2028 | 2029 | 2030 | 2031 | 2032 | 2033 | 2034 | 2035 | 2036 | 2037 | 2038 | 2039 | 2040 | 2041 | 2042 | 2043 | 2044 | 2045 | 2046 | 2047 | 2048 | 2049 | 2050 | 2051 |  | 2020 | 2021 | 2022 | 2023 | 2024 | 2025 | 2026 | 2027 | 2028 | 2029 | 2030 | 2031 | 2032 | 2033 | 2034 | 2035 | 2036 | 2037 | 2038 | 2039 | 2040 | 2041 | 2042 | 2043 | 2044 | 2045 | 2046 | 2047 | 2048 | 2049 | 2050 | 2051 |  | 2020 | 2021 | 2022 | 2023 | 2024 | 2025 | 2026 | 2027 | 2028 | 2029 | 2030 | 2031 | 2032 | 2033 | 2034 | 2035 | 2036 | 2037 | 2038 | 2039 | 2040 | 2041 | 2042 | 2043 | 2044 | 2045 | 2046 | 2047 | 2048 | 2049 | 2050 | 2051 |  | 2020 | 2021 | 2022 | 2023 | 2024 | 2025 | 2026 | 2027 | 2028 | 2029 | 2030 | 2031 | 2032 | 2033 | 2034 | 2035 | 2036 | 2037 | 2038 | 2039 | 2040 | 2041 | 2042 | 2043 | 2044 | 2045 | 2046 | 2047 | 2048 | 2049 | 2050 | 2051 |  | 2020 | 2021 | 2022 | 2023 | 2024 | 2025 | 2026 | 2027 | 2028 | 2029 | 2030 | 2031 | 2032 | 2033 | 2034 | 2035 | 2036 | 2037 | 2038 | 2039 | 2040 | 2041 | 2042 | 2043 | 2044 | 2045 | 2046 | 2047 | 2048 | 2049 | 2050 | 2051
FALSE | Select a Primary | 0 | 0 | 0 | 0 | 0 | 0 | 0 | 0 | 0 | 0 | 0 | 0 | 0 | 0 | 0 | 0 | 0 | 0 | 0 | 0 | 0 | 0 | 0 | 0 | 0 | 0 | 0 | 0 | 0 | 0 | 0 | 0 | 0 | 0 | 0 | 0 | 0 | 0 | 0 | 0 | 0 | 0 | 0 | 0 | 0 | 0 | 0 | 0 | 0 | 0 | 0 | 0 | 0 | 0 | 0 | 0 | 0 | 0 | 0 | 0 | 0 | 0 | 0 | 0 | 0 | 0 | 0 | 0 | 0 | 0 | 0 | 0 | 0 | 0 | 0 | 0 | 0 | 0 | 0 | 0 | 0 | 0 | 0 | 0 | 0 | 0 | 0 | 0 | 0 | 0 | 0 | 0 | 0 | 0 | 0 | 0 | 0 | 0 | 0 | 0 | 0 | 0 | 0 | 0 | 0 | 0 | 0 | 0 | 0 | 0 | 0 | 0 | 0 | 0 | 0 | 0 | 0 | 0 | 0 | 0 | 0 | 0 | 0 | 0 | 0 | 0 | 0 | 0 | 0 | 0 | 0 | 0 | 0 | 0 | 0 | 0 | 0 | 0 | 0 | 0 | 0 | 0 | 0 | 0 | 0 | 0 | 0 | 0 | 0 | 0 | 0 | 0 | 0 | 0 | 0 | 0 | 0 | 0 | 0 | 0 | 0 | 0 | 0 | 0
FALSE | Select a Primary | 0 | 0 | 0 | 0 | 0 | 0 | 0 | 0 | 0 | 0 | 0 | 0 | 0 | 0 | 0 | 0 | 0 | 0 | 0 | 0 | 0 | 0 | 0 | 0 | 0 | 0 | 0 | 0 | 0 | 0 | 0 | 0 | 0 | 0 | 0 | 0 | 0 | 0 | 0 | 0 | 0 | 0 | 0 | 0 | 0 | 0 | 0 | 0 | 0 | 0 | 0 | 0 | 0 | 0 | 0 | 0 | 0 | 0 | 0 | 0 | 0 | 0 | 0 | 0 | 0 | 0 | 0 | 0 | 0 | 0 | 0 | 0 | 0 | 0 | 0 | 0 | 0 | 0 | 0 | 0 | 0 | 0 | 0 | 0 | 0 | 0 | 0 | 0 | 0 | 0 | 0 | 0 | 0 | 0 | 0 | 0 | 0 | 0 | 0 | 0 | 0 | 0 | 0 | 0 | 0 | 0 | 0 | 0 | 0 | 0 | 0 | 0 | 0 | 0 | 0 | 0 | 0 | 0 | 0 | 0 | 0 | 0 | 0 | 0 | 0 | 0 | 0 | 0 | 0 | 0 | 0 | 0 | 0 | 0 | 0 | 0 | 0 | 0 | 0 | 0 | 0 | 0 | 0 | 0 | 0 | 0 | 0 | 0 | 0 | 0 | 0 | 0 | 0 | 0 | 0 | 0 | 0 | 0 | 0 | 0 | 0 | 0 | 0 | 0
FALSE | Select a Primary | 0 | 0 | 0 | 0 | 0 | 0 | 0 | 0 | 0 | 0 | 0 | 0 | 0 | 0 | 0 | 0 | 0 | 0 | 0 | 0 | 0 | 0 | 0 | 0 | 0 | 0 | 0 | 0 | 0 | 0 | 0 | 0 | 0 | 0 | 0 | 0 | 0 | 0 | 0 | 0 | 0 | 0 | 0 | 0 | 0 | 0 | 0 | 0 | 0 | 0 | 0 | 0 | 0 | 0 | 0 | 0 | 0 | 0 | 0 | 0 | 0 | 0 | 0 | 0 | 0 | 0 | 0 | 0 | 0 | 0 | 0 | 0 | 0 | 0 | 0 | 0 | 0 | 0 | 0 | 0 | 0 | 0 | 0 | 0 | 0 | 0 | 0 | 0 | 0 | 0 | 0 | 0 | 0 | 0 | 0 | 0 | 0 | 0 | 0 | 0 | 0 | 0 | 0 | 0 | 0 | 0 | 0 | 0 | 0 | 0 | 0 | 0 | 0 | 0 | 0 | 0 | 0 | 0 | 0 | 0 | 0 | 0 | 0 | 0 | 0 | 0 | 0 | 0 | 0 | 0 | 0 | 0 | 0 | 0 | 0 | 0 | 0 | 0 | 0 | 0 | 0 | 0 | 0 | 0 | 0 | 0 | 0 | 0 | 0 | 0 | 0 | 0 | 0 | 0 | 0 | 0 | 0 | 0 | 0 | 0 | 0 | 0 | 0 | 0
FALSE | Select a Primary | 0 | 0 | 0 | 0 | 0 | 0 | 0 | 0 | 0 | 0 | 0 | 0 | 0 | 0 | 0 | 0 | 0 | 0 | 0 | 0 | 0 | 0 | 0 | 0 | 0 | 0 | 0 | 0 | 0 | 0 | 0 | 0 | 0 | 0 | 0 | 0 | 0 | 0 | 0 | 0 | 0 | 0 | 0 | 0 | 0 | 0 | 0 | 0 | 0 | 0 | 0 | 0 | 0 | 0 | 0 | 0 | 0 | 0 | 0 | 0 | 0 | 0 | 0 | 0 | 0 | 0 | 0 | 0 | 0 | 0 | 0 | 0 | 0 | 0 | 0 | 0 | 0 | 0 | 0 | 0 | 0 | 0 | 0 | 0 | 0 | 0 | 0 | 0 | 0 | 0 | 0 | 0 | 0 | 0 | 0 | 0 | 0 | 0 | 0 | 0 | 0 | 0 | 0 | 0 | 0 | 0 | 0 | 0 | 0 | 0 | 0 | 0 | 0 | 0 | 0 | 0 | 0 | 0 | 0 | 0 | 0 | 0 | 0 | 0 | 0 | 0 | 0 | 0 | 0 | 0 | 0 | 0 | 0 | 0 | 0 | 0 | 0 | 0 | 0 | 0 | 0 | 0 | 0 | 0 | 0 | 0 | 0 | 0 | 0 | 0 | 0 | 0 | 0 | 0 | 0 | 0 | 0 | 0 | 0 | 0 | 0 | 0 | 0 | 0
FALSE | Select a Primary | 0 | 0 | 0 | 0 | 0 | 0 | 0 | 0 | 0 | 0 | 0 | 0 | 0 | 0 | 0 | 0 | 0 | 0 | 0 | 0 | 0 | 0 | 0 | 0 | 0 | 0 | 0 | 0 | 0 | 0 | 0 | 0 | 0 | 0 | 0 | 0 | 0 | 0 | 0 | 0 | 0 | 0 | 0 | 0 | 0 | 0 | 0 | 0 | 0 | 0 | 0 | 0 | 0 | 0 | 0 | 0 | 0 | 0 | 0 | 0 | 0 | 0 | 0 | 0 | 0 | 0 | 0 | 0 | 0 | 0 | 0 | 0 | 0 | 0 | 0 | 0 | 0 | 0 | 0 | 0 | 0 | 0 | 0 | 0 | 0 | 0 | 0 | 0 | 0 | 0 | 0 | 0 | 0 | 0 | 0 | 0 | 0 | 0 | 0 | 0 | 0 | 0 | 0 | 0 | 0 | 0 | 0 | 0 | 0 | 0 | 0 | 0 | 0 | 0 | 0 | 0 | 0 | 0 | 0 | 0 | 0 | 0 | 0 | 0 | 0 | 0 | 0 | 0 | 0 | 0 | 0 | 0 | 0 | 0 | 0 | 0 | 0 | 0 | 0 | 0 | 0 | 0 | 0 | 0 | 0 | 0 | 0 | 0 | 0 | 0 | 0 | 0 | 0 | 0 | 0 | 0 | 0 | 0 | 0 | 0 | 0 | 0 | 0 | 0
FALSE | Select a Primary | 0 | 0 | 0 | 0 | 0 | 0 | 0 | 0 | 0 | 0 | 0 | 0 | 0 | 0 | 0 | 0 | 0 | 0 | 0 | 0 | 0 | 0 | 0 | 0 | 0 | 0 | 0 | 0 | 0 | 0 | 0 | 0 | 0 | 0 | 0 | 0 | 0 | 0 | 0 | 0 | 0 | 0 | 0 | 0 | 0 | 0 | 0 | 0 | 0 | 0 | 0 | 0 | 0 | 0 | 0 | 0 | 0 | 0 | 0 | 0 | 0 | 0 | 0 | 0 | 0 | 0 | 0 | 0 | 0 | 0 | 0 | 0 | 0 | 0 | 0 | 0 | 0 | 0 | 0 | 0 | 0 | 0 | 0 | 0 | 0 | 0 | 0 | 0 | 0 | 0 | 0 | 0 | 0 | 0 | 0 | 0 | 0 | 0 | 0 | 0 | 0 | 0 | 0 | 0 | 0 | 0 | 0 | 0 | 0 | 0 | 0 | 0 | 0 | 0 | 0 | 0 | 0 | 0 | 0 | 0 | 0 | 0 | 0 | 0 | 0 | 0 | 0 | 0 | 0 | 0 | 0 | 0 | 0 | 0 | 0 | 0 | 0 | 0 | 0 | 0 | 0 | 0 | 0 | 0 | 0 | 0 | 0 | 0 | 0 | 0 | 0 | 0 | 0 | 0 | 0 | 0 | 0 | 0 | 0 | 0 | 0 | 0 | 0 | 0
FALSE | Select a Primary | 0 | 0 | 0 | 0 | 0 | 0 | 0 | 0 | 0 | 0 | 0 | 0 | 0 | 0 | 0 | 0 | 0 | 0 | 0 | 0 | 0 | 0 | 0 | 0 | 0 | 0 | 0 | 0 | 0 | 0 | 0 | 0 | 0 | 0 | 0 | 0 | 0 | 0 | 0 | 0 | 0 | 0 | 0 | 0 | 0 | 0 | 0 | 0 | 0 | 0 | 0 | 0 | 0 | 0 | 0 | 0 | 0 | 0 | 0 | 0 | 0 | 0 | 0 | 0 | 0 | 0 | 0 | 0 | 0 | 0 | 0 | 0 | 0 | 0 | 0 | 0 | 0 | 0 | 0 | 0 | 0 | 0 | 0 | 0 | 0 | 0 | 0 | 0 | 0 | 0 | 0 | 0 | 0 | 0 | 0 | 0 | 0 | 0 | 0 | 0 | 0 | 0 | 0 | 0 | 0 | 0 | 0 | 0 | 0 | 0 | 0 | 0 | 0 | 0 | 0 | 0 | 0 | 0 | 0 | 0 | 0 | 0 | 0 | 0 | 0 | 0 | 0 | 0 | 0 | 0 | 0 | 0 | 0 | 0 | 0 | 0 | 0 | 0 | 0 | 0 | 0 | 0 | 0 | 0 | 0 | 0 | 0 | 0 | 0 | 0 | 0 | 0 | 0 | 0 | 0 | 0 | 0 | 0 | 0 | 0 | 0 | 0 | 0 | 0
FALSE | Select a Primary | 0 | 0 | 0 | 0 | 0 | 0 | 0 | 0 | 0 | 0 | 0 | 0 | 0 | 0 | 0 | 0 | 0 | 0 | 0 | 0 | 0 | 0 | 0 | 0 | 0 | 0 | 0 | 0 | 0 | 0 | 0 | 0 | 0 | 0 | 0 | 0 | 0 | 0 | 0 | 0 | 0 | 0 | 0 | 0 | 0 | 0 | 0 | 0 | 0 | 0 | 0 | 0 | 0 | 0 | 0 | 0 | 0 | 0 | 0 | 0 | 0 | 0 | 0 | 0 | 0 | 0 | 0 | 0 | 0 | 0 | 0 | 0 | 0 | 0 | 0 | 0 | 0 | 0 | 0 | 0 | 0 | 0 | 0 | 0 | 0 | 0 | 0 | 0 | 0 | 0 | 0 | 0 | 0 | 0 | 0 | 0 | 0 | 0 | 0 | 0 | 0 | 0 | 0 | 0 | 0 | 0 | 0 | 0 | 0 | 0 | 0 | 0 | 0 | 0 | 0 | 0 | 0 | 0 | 0 | 0 | 0 | 0 | 0 | 0 | 0 | 0 | 0 | 0 | 0 | 0 | 0 | 0 | 0 | 0 | 0 | 0 | 0 | 0 | 0 | 0 | 0 | 0 | 0 | 0 | 0 | 0 | 0 | 0 | 0 | 0 | 0 | 0 | 0 | 0 | 0 | 0 | 0 | 0 | 0 | 0 | 0 | 0 | 0 | 0
FALSE | Select a Primary | 0 | 0 | 0 | 0 | 0 | 0 | 0 | 0 | 0 | 0 | 0 | 0 | 0 | 0 | 0 | 0 | 0 | 0 | 0 | 0 | 0 | 0 | 0 | 0 | 0 | 0 | 0 | 0 | 0 | 0 | 0 | 0 | 0 | 0 | 0 | 0 | 0 | 0 | 0 | 0 | 0 | 0 | 0 | 0 | 0 | 0 | 0 | 0 | 0 | 0 | 0 | 0 | 0 | 0 | 0 | 0 | 0 | 0 | 0 | 0 | 0 | 0 | 0 | 0 | 0 | 0 | 0 | 0 | 0 | 0 | 0 | 0 | 0 | 0 | 0 | 0 | 0 | 0 | 0 | 0 | 0 | 0 | 0 | 0 | 0 | 0 | 0 | 0 | 0 | 0 | 0 | 0 | 0 | 0 | 0 | 0 | 0 | 0 | 0 | 0 | 0 | 0 | 0 | 0 | 0 | 0 | 0 | 0 | 0 | 0 | 0 | 0 | 0 | 0 | 0 | 0 | 0 | 0 | 0 | 0 | 0 | 0 | 0 | 0 | 0 | 0 | 0 | 0 | 0 | 0 | 0 | 0 | 0 | 0 | 0 | 0 | 0 | 0 | 0 | 0 | 0 | 0 | 0 | 0 | 0 | 0 | 0 | 0 | 0 | 0 | 0 | 0 | 0 | 0 | 0 | 0 | 0 | 0 | 0 | 0 | 0 | 0 | 0 | 0
FALSE | Select a Primary | 0 | 0 | 0 | 0 | 0 | 0 | 0 | 0 | 0 | 0 | 0 | 0 | 0 | 0 | 0 | 0 | 0 | 0 | 0 | 0 | 0 | 0 | 0 | 0 | 0 | 0 | 0 | 0 | 0 | 0 | 0 | 0 | 0 | 0 | 0 | 0 | 0 | 0 | 0 | 0 | 0 | 0 | 0 | 0 | 0 | 0 | 0 | 0 | 0 | 0 | 0 | 0 | 0 | 0 | 0 | 0 | 0 | 0 | 0 | 0 | 0 | 0 | 0 | 0 | 0 | 0 | 0 | 0 | 0 | 0 | 0 | 0 | 0 | 0 | 0 | 0 | 0 | 0 | 0 | 0 | 0 | 0 | 0 | 0 | 0 | 0 | 0 | 0 | 0 | 0 | 0 | 0 | 0 | 0 | 0 | 0 | 0 | 0 | 0 | 0 | 0 | 0 | 0 | 0 | 0 | 0 | 0 | 0 | 0 | 0 | 0 | 0 | 0 | 0 | 0 | 0 | 0 | 0 | 0 | 0 | 0 | 0 | 0 | 0 | 0 | 0 | 0 | 0 | 0 | 0 | 0 | 0 | 0 | 0 | 0 | 0 | 0 | 0 | 0 | 0 | 0 | 0 | 0 | 0 | 0 | 0 | 0 | 0 | 0 | 0 | 0 | 0 | 0 | 0 | 0 | 0 | 0 | 0 | 0 | 0 | 0 | 0 | 0 | 0
MAXIMUM
| Central Outlook | 0 | 0 | 0 | 0 | 0 | 0 | 0 | 0 | 0 | 0 | 0 | 0 | 0 | 0 | 0 | 0 | 0 | 0 | 0 | 0 | 0 | 0 | 0 | 0 | 0 | 0 | 0 | 0 | 0 | 0 | 0 | 0
| Steady Progression | 0 | 0 | 0 | 0 | 0 | 0 | 0 | 0 | 0 | 0 | 0 | 0 | 0 | 0 | 0 | 0 | 0 | 0 | 0 | 0 | 0 | 0 | 0 | 0 | 0 | 0 | 0 | 0 | 0 | 0 | 0 | 0
| System Transformation | 0 | 0 | 0 | 0 | 0 | 0 | 0 | 0 | 0 | 0 | 0 | 0 | 0 | 0 | 0 | 0 | 0 | 0 | 0 | 0 | 0 | 0 | 0 | 0 | 0 | 0 | 0 | 0 | 0 | 0 | 0 | 0
| Consumer Transformation | 0 | 0 | 0 | 0 | 0 | 0 | 0 | 0 | 0 | 0 | 0 | 0 | 0 | 0 | 0 | 0 | 0 | 0 | 0 | 0 | 0 | 0 | 0 | 0 | 0 | 0 | 0 | 0 | 0 | 0 | 0 | 0
| Leading the Way | 0 | 0 | 0 | 0 | 0 | 0 | 0 | 0 | 0 | 0 | 0 | 0 | 0 | 0 | 0 | 0 | 0 | 0 | 0 | 0 | 0 | 0 | 0 | 0 | 0 | 0 | 0 | 0 | 0 | 0 | 0 | 0
| Year | 2020 | 2021 | 2022 | 2023 | 2024 | 2025 | 2026 | 2027 | 2028 | 2029 | 2030 | 2031 | 2032 | 2033 | 2034 | 2035 | 2036 | 2037 | 2038 | 2039 | 2040 | 2041 | 2042 | 2043 | 2044 | 2045 | 2046 | 2047 | 2048 | 2049 | 2050 | 2051
MINIMUM DEMAND |  | 3 | 4 | 5 | 6 | 7 | 8 | 9 | 10 | 11 | 12 | 13 | 14 | 15 | 16 | 17 | 18 | 19 | 20 | 21 | 22 | 23 | 24 | 25 | 26 | 27 | 28 | 29 | 30 | 31 | 32 | 33 | 34 | 35 | 36 | 37 | 38 | 39 | 40 | 41 | 42 | 43 | 44 | 45 | 46 | 47 | 48 | 49 | 50 | 51 | 52 | 53 | 54 | 55 | 56 | 57 | 58 | 59 | 60 | 61 | 62 | 63 | 64 | 65 | 66 | 67 | 68 | 69 | 70 | 71 | 72 | 73 | 74 | 75 | 76 | 77 | 78 | 79 | 80 | 81 | 82 | 83 | 84 | 85 | 86 | 87 | 88 | 89 | 90 | 91 | 92 | 93 | 94 | 95 | 96 | 97 | 98 | 99 | 100 | 101 | 102 | 103 | 104 | 105 | 106 | 107 | 108 | 109 | 110 | 111 | 112 | 113 | 114 | 115 | 116 | 117 | 118 | 119 | 120 | 121 | 122 | 123 | 124 | 125 | 126 | 127 | 128 | 129 | 130 | 131 | 132 | 133 | 134 | 135 | 136 | 137 | 138 | 139 | 140 | 141 | 142 | 143 | 144 | 145 | 146 | 147 | 148 | 149 | 150 | 151 | 152 | 153 | 154 | 155 | 156 | 157 | 158 | 159 | 160 | 161 | 162 | 163 | 164 | 165 | 166
| Central Outlook | 2051 35: Steady Progression; 2051 68: System Transformation; 2051 101: Consumer Transformation; 2051 134: Leading the Way
|  | 2020 | 2021 | 2022 | 2023 | 2024 | 2025 | 2026 | 2027 | 2028 | 2029 | 2030 | 2031 | 2032 | 2033 | 2034 | 2035 | 2036 | 2037 | 2038 | 2039 | 2040 | 2041 | 2042 | 2043 | 2044 | 2045 | 2046 | 2047 | 2048 | 2049 | 2050 | 2051 |  | 2020 | 2021 | 2022 | 2023 | 2024 | 2025 | 2026 | 2027 | 2028 | 2029 | 2030 | 2031 | 2032 | 2033 | 2034 | 2035 | 2036 | 2037 | 2038 | 2039 | 2040 | 2041 | 2042 | 2043 | 2044 | 2045 | 2046 | 2047 | 2048 | 2049 | 2050 | 2051 |  | 2020 | 2021 | 2022 | 2023 | 2024 | 2025 | 2026 | 2027 | 2028 | 2029 | 2030 | 2031 | 2032 | 2033 | 2034 | 2035 | 2036 | 2037 | 2038 | 2039 | 2040 | 2041 | 2042 | 2043 | 2044 | 2045 | 2046 | 2047 | 2048 | 2049 | 2050 | 2051 |  | 2020 | 2021 | 2022 | 2023 | 2024 | 2025 | 2026 | 2027 | 2028 | 2029 | 2030 | 2031 | 2032 | 2033 | 2034 | 2035 | 2036 | 2037 | 2038 | 2039 | 2040 | 2041 | 2042 | 2043 | 2044 | 2045 | 2046 | 2047 | 2048 | 2049 | 2050 | 2051 |  | 2020 | 2021 | 2022 | 2023 | 2024 | 2025 | 2026 | 2027 | 2028 | 2029 | 2030 | 2031 | 2032 | 2033 | 2034 | 2035 | 2036 | 2037 | 2038 | 2039 | 2040 | 2041 | 2042 | 2043 | 2044 | 2045 | 2046 | 2047 | 2048 | 2049 | 2050 | 2051
FALSE | Select a Primary | 0 | 0 | 0 | 0 | 0 | 0 | 0 | 0 | 0 | 0 | 0 | 0 | 0 | 0 | 0 | 0 | 0 | 0 | 0 | 0 | 0 | 0 | 0 | 0 | 0 | 0 | 0 | 0 | 0 | 0 | 0 | 0 | 0 | 0 | 0 | 0 | 0 | 0 | 0 | 0 | 0 | 0 | 0 | 0 | 0 | 0 | 0 | 0 | 0 | 0 | 0 | 0 | 0 | 0 | 0 | 0 | 0 | 0 | 0 | 0 | 0 | 0 | 0 | 0 | 0 | 0 | 0 | 0 | 0 | 0 | 0 | 0 | 0 | 0 | 0 | 0 | 0 | 0 | 0 | 0 | 0 | 0 | 0 | 0 | 0 | 0 | 0 | 0 | 0 | 0 | 0 | 0 | 0 | 0 | 0 | 0 | 0 | 0 | 0 | 0 | 0 | 0 | 0 | 0 | 0 | 0 | 0 | 0 | 0 | 0 | 0 | 0 | 0 | 0 | 0 | 0 | 0 | 0 | 0 | 0 | 0 | 0 | 0 | 0 | 0 | 0 | 0 | 0 | 0 | 0 | 0 | 0 | 0 | 0 | 0 | 0 | 0 | 0 | 0 | 0 | 0 | 0 | 0 | 0 | 0 | 0 | 0 | 0 | 0 | 0 | 0 | 0 | 0 | 0 | 0 | 0 | 0 | 0 | 0 | 0 | 0 | 0 | 0 | 0
FALSE | Select a Primary | 0 | 0 | 0 | 0 | 0 | 0 | 0 | 0 | 0 | 0 | 0 | 0 | 0 | 0 | 0 | 0 | 0 | 0 | 0 | 0 | 0 | 0 | 0 | 0 | 0 | 0 | 0 | 0 | 0 | 0 | 0 | 0 | 0 | 0 | 0 | 0 | 0 | 0 | 0 | 0 | 0 | 0 | 0 | 0 | 0 | 0 | 0 | 0 | 0 | 0 | 0 | 0 | 0 | 0 | 0 | 0 | 0 | 0 | 0 | 0 | 0 | 0 | 0 | 0 | 0 | 0 | 0 | 0 | 0 | 0 | 0 | 0 | 0 | 0 | 0 | 0 | 0 | 0 | 0 | 0 | 0 | 0 | 0 | 0 | 0 | 0 | 0 | 0 | 0 | 0 | 0 | 0 | 0 | 0 | 0 | 0 | 0 | 0 | 0 | 0 | 0 | 0 | 0 | 0 | 0 | 0 | 0 | 0 | 0 | 0 | 0 | 0 | 0 | 0 | 0 | 0 | 0 | 0 | 0 | 0 | 0 | 0 | 0 | 0 | 0 | 0 | 0 | 0 | 0 | 0 | 0 | 0 | 0 | 0 | 0 | 0 | 0 | 0 | 0 | 0 | 0 | 0 | 0 | 0 | 0 | 0 | 0 | 0 | 0 | 0 | 0 | 0 | 0 | 0 | 0 | 0 | 0 | 0 | 0 | 0 | 0 | 0 | 0 | 0
FALSE | Select a Primary | 0 | 0 | 0 | 0 | 0 | 0 | 0 | 0 | 0 | 0 | 0 | 0 | 0 | 0 | 0 | 0 | 0 | 0 | 0 | 0 | 0 | 0 | 0 | 0 | 0 | 0 | 0 | 0 | 0 | 0 | 0 | 0 | 0 | 0 | 0 | 0 | 0 | 0 | 0 | 0 | 0 | 0 | 0 | 0 | 0 | 0 | 0 | 0 | 0 | 0 | 0 | 0 | 0 | 0 | 0 | 0 | 0 | 0 | 0 | 0 | 0 | 0 | 0 | 0 | 0 | 0 | 0 | 0 | 0 | 0 | 0 | 0 | 0 | 0 | 0 | 0 | 0 | 0 | 0 | 0 | 0 | 0 | 0 | 0 | 0 | 0 | 0 | 0 | 0 | 0 | 0 | 0 | 0 | 0 | 0 | 0 | 0 | 0 | 0 | 0 | 0 | 0 | 0 | 0 | 0 | 0 | 0 | 0 | 0 | 0 | 0 | 0 | 0 | 0 | 0 | 0 | 0 | 0 | 0 | 0 | 0 | 0 | 0 | 0 | 0 | 0 | 0 | 0 | 0 | 0 | 0 | 0 | 0 | 0 | 0 | 0 | 0 | 0 | 0 | 0 | 0 | 0 | 0 | 0 | 0 | 0 | 0 | 0 | 0 | 0 | 0 | 0 | 0 | 0 | 0 | 0 | 0 | 0 | 0 | 0 | 0 | 0 | 0 | 0
FALSE | Select a Primary | 0 | 0 | 0 | 0 | 0 | 0 | 0 | 0 | 0 | 0 | 0 | 0 | 0 | 0 | 0 | 0 | 0 | 0 | 0 | 0 | 0 | 0 | 0 | 0 | 0 | 0 | 0 | 0 | 0 | 0 | 0 | 0 | 0 | 0 | 0 | 0 | 0 | 0 | 0 | 0 | 0 | 0 | 0 | 0 | 0 | 0 | 0 | 0 | 0 | 0 | 0 | 0 | 0 | 0 | 0 | 0 | 0 | 0 | 0 | 0 | 0 | 0 | 0 | 0 | 0 | 0 | 0 | 0 | 0 | 0 | 0 | 0 | 0 | 0 | 0 | 0 | 0 | 0 | 0 | 0 | 0 | 0 | 0 | 0 | 0 | 0 | 0 | 0 | 0 | 0 | 0 | 0 | 0 | 0 | 0 | 0 | 0 | 0 | 0 | 0 | 0 | 0 | 0 | 0 | 0 | 0 | 0 | 0 | 0 | 0 | 0 | 0 | 0 | 0 | 0 | 0 | 0 | 0 | 0 | 0 | 0 | 0 | 0 | 0 | 0 | 0 | 0 | 0 | 0 | 0 | 0 | 0 | 0 | 0 | 0 | 0 | 0 | 0 | 0 | 0 | 0 | 0 | 0 | 0 | 0 | 0 | 0 | 0 | 0 | 0 | 0 | 0 | 0 | 0 | 0 | 0 | 0 | 0 | 0 | 0 | 0 | 0 | 0 | 0
FALSE | Select a Primary | 0 | 0 | 0 | 0 | 0 | 0 | 0 | 0 | 0 | 0 | 0 | 0 | 0 | 0 | 0 | 0 | 0 | 0 | 0 | 0 | 0 | 0 | 0 | 0 | 0 | 0 | 0 | 0 | 0 | 0 | 0 | 0 | 0 | 0 | 0 | 0 | 0 | 0 | 0 | 0 | 0 | 0 | 0 | 0 | 0 | 0 | 0 | 0 | 0 | 0 | 0 | 0 | 0 | 0 | 0 | 0 | 0 | 0 | 0 | 0 | 0 | 0 | 0 | 0 | 0 | 0 | 0 | 0 | 0 | 0 | 0 | 0 | 0 | 0 | 0 | 0 | 0 | 0 | 0 | 0 | 0 | 0 | 0 | 0 | 0 | 0 | 0 | 0 | 0 | 0 | 0 | 0 | 0 | 0 | 0 | 0 | 0 | 0 | 0 | 0 | 0 | 0 | 0 | 0 | 0 | 0 | 0 | 0 | 0 | 0 | 0 | 0 | 0 | 0 | 0 | 0 | 0 | 0 | 0 | 0 | 0 | 0 | 0 | 0 | 0 | 0 | 0 | 0 | 0 | 0 | 0 | 0 | 0 | 0 | 0 | 0 | 0 | 0 | 0 | 0 | 0 | 0 | 0 | 0 | 0 | 0 | 0 | 0 | 0 | 0 | 0 | 0 | 0 | 0 | 0 | 0 | 0 | 0 | 0 | 0 | 0 | 0 | 0 | 0
FALSE | Select a Primary | 0 | 0 | 0 | 0 | 0 | 0 | 0 | 0 | 0 | 0 | 0 | 0 | 0 | 0 | 0 | 0 | 0 | 0 | 0 | 0 | 0 | 0 | 0 | 0 | 0 | 0 | 0 | 0 | 0 | 0 | 0 | 0 | 0 | 0 | 0 | 0 | 0 | 0 | 0 | 0 | 0 | 0 | 0 | 0 | 0 | 0 | 0 | 0 | 0 | 0 | 0 | 0 | 0 | 0 | 0 | 0 | 0 | 0 | 0 | 0 | 0 | 0 | 0 | 0 | 0 | 0 | 0 | 0 | 0 | 0 | 0 | 0 | 0 | 0 | 0 | 0 | 0 | 0 | 0 | 0 | 0 | 0 | 0 | 0 | 0 | 0 | 0 | 0 | 0 | 0 | 0 | 0 | 0 | 0 | 0 | 0 | 0 | 0 | 0 | 0 | 0 | 0 | 0 | 0 | 0 | 0 | 0 | 0 | 0 | 0 | 0 | 0 | 0 | 0 | 0 | 0 | 0 | 0 | 0 | 0 | 0 | 0 | 0 | 0 | 0 | 0 | 0 | 0 | 0 | 0 | 0 | 0 | 0 | 0 | 0 | 0 | 0 | 0 | 0 | 0 | 0 | 0 | 0 | 0 | 0 | 0 | 0 | 0 | 0 | 0 | 0 | 0 | 0 | 0 | 0 | 0 | 0 | 0 | 0 | 0 | 0 | 0 | 0 | 0
FALSE | Select a Primary | 0 | 0 | 0 | 0 | 0 | 0 | 0 | 0 | 0 | 0 | 0 | 0 | 0 | 0 | 0 | 0 | 0 | 0 | 0 | 0 | 0 | 0 | 0 | 0 | 0 | 0 | 0 | 0 | 0 | 0 | 0 | 0 | 0 | 0 | 0 | 0 | 0 | 0 | 0 | 0 | 0 | 0 | 0 | 0 | 0 | 0 | 0 | 0 | 0 | 0 | 0 | 0 | 0 | 0 | 0 | 0 | 0 | 0 | 0 | 0 | 0 | 0 | 0 | 0 | 0 | 0 | 0 | 0 | 0 | 0 | 0 | 0 | 0 | 0 | 0 | 0 | 0 | 0 | 0 | 0 | 0 | 0 | 0 | 0 | 0 | 0 | 0 | 0 | 0 | 0 | 0 | 0 | 0 | 0 | 0 | 0 | 0 | 0 | 0 | 0 | 0 | 0 | 0 | 0 | 0 | 0 | 0 | 0 | 0 | 0 | 0 | 0 | 0 | 0 | 0 | 0 | 0 | 0 | 0 | 0 | 0 | 0 | 0 | 0 | 0 | 0 | 0 | 0 | 0 | 0 | 0 | 0 | 0 | 0 | 0 | 0 | 0 | 0 | 0 | 0 | 0 | 0 | 0 | 0 | 0 | 0 | 0 | 0 | 0 | 0 | 0 | 0 | 0 | 0 | 0 | 0 | 0 | 0 | 0 | 0 | 0 | 0 | 0 | 0
FALSE | Select a Primary | 0 | 0 | 0 | 0 | 0 | 0 | 0 | 0 | 0 | 0 | 0 | 0 | 0 | 0 | 0 | 0 | 0 | 0 | 0 | 0 | 0 | 0 | 0 | 0 | 0 | 0 | 0 | 0 | 0 | 0 | 0 | 0 | 0 | 0 | 0 | 0 | 0 | 0 | 0 | 0 | 0 | 0 | 0 | 0 | 0 | 0 | 0 | 0 | 0 | 0 | 0 | 0 | 0 | 0 | 0 | 0 | 0 | 0 | 0 | 0 | 0 | 0 | 0 | 0 | 0 | 0 | 0 | 0 | 0 | 0 | 0 | 0 | 0 | 0 | 0 | 0 | 0 | 0 | 0 | 0 | 0 | 0 | 0 | 0 | 0 | 0 | 0 | 0 | 0 | 0 | 0 | 0 | 0 | 0 | 0 | 0 | 0 | 0 | 0 | 0 | 0 | 0 | 0 | 0 | 0 | 0 | 0 | 0 | 0 | 0 | 0 | 0 | 0 | 0 | 0 | 0 | 0 | 0 | 0 | 0 | 0 | 0 | 0 | 0 | 0 | 0 | 0 | 0 | 0 | 0 | 0 | 0 | 0 | 0 | 0 | 0 | 0 | 0 | 0 | 0 | 0 | 0 | 0 | 0 | 0 | 0 | 0 | 0 | 0 | 0 | 0 | 0 | 0 | 0 | 0 | 0 | 0 | 0 | 0 | 0 | 0 | 0 | 0 | 0
FALSE | Select a Primary | 0 | 0 | 0 | 0 | 0 | 0 | 0 | 0 | 0 | 0 | 0 | 0 | 0 | 0 | 0 | 0 | 0 | 0 | 0 | 0 | 0 | 0 | 0 | 0 | 0 | 0 | 0 | 0 | 0 | 0 | 0 | 0 | 0 | 0 | 0 | 0 | 0 | 0 | 0 | 0 | 0 | 0 | 0 | 0 | 0 | 0 | 0 | 0 | 0 | 0 | 0 | 0 | 0 | 0 | 0 | 0 | 0 | 0 | 0 | 0 | 0 | 0 | 0 | 0 | 0 | 0 | 0 | 0 | 0 | 0 | 0 | 0 | 0 | 0 | 0 | 0 | 0 | 0 | 0 | 0 | 0 | 0 | 0 | 0 | 0 | 0 | 0 | 0 | 0 | 0 | 0 | 0 | 0 | 0 | 0 | 0 | 0 | 0 | 0 | 0 | 0 | 0 | 0 | 0 | 0 | 0 | 0 | 0 | 0 | 0 | 0 | 0 | 0 | 0 | 0 | 0 | 0 | 0 | 0 | 0 | 0 | 0 | 0 | 0 | 0 | 0 | 0 | 0 | 0 | 0 | 0 | 0 | 0 | 0 | 0 | 0 | 0 | 0 | 0 | 0 | 0 | 0 | 0 | 0 | 0 | 0 | 0 | 0 | 0 | 0 | 0 | 0 | 0 | 0 | 0 | 0 | 0 | 0 | 0 | 0 | 0 | 0 | 0 | 0
FALSE | Select a Primary | 0 | 0 | 0 | 0 | 0 | 0 | 0 | 0 | 0 | 0 | 0 | 0 | 0 | 0 | 0 | 0 | 0 | 0 | 0 | 0 | 0 | 0 | 0 | 0 | 0 | 0 | 0 | 0 | 0 | 0 | 0 | 0 | 0 | 0 | 0 | 0 | 0 | 0 | 0 | 0 | 0 | 0 | 0 | 0 | 0 | 0 | 0 | 0 | 0 | 0 | 0 | 0 | 0 | 0 | 0 | 0 | 0 | 0 | 0 | 0 | 0 | 0 | 0 | 0 | 0 | 0 | 0 | 0 | 0 | 0 | 0 | 0 | 0 | 0 | 0 | 0 | 0 | 0 | 0 | 0 | 0 | 0 | 0 | 0 | 0 | 0 | 0 | 0 | 0 | 0 | 0 | 0 | 0 | 0 | 0 | 0 | 0 | 0 | 0 | 0 | 0 | 0 | 0 | 0 | 0 | 0 | 0 | 0 | 0 | 0 | 0 | 0 | 0 | 0 | 0 | 0 | 0 | 0 | 0 | 0 | 0 | 0 | 0 | 0 | 0 | 0 | 0 | 0 | 0 | 0 | 0 | 0 | 0 | 0 | 0 | 0 | 0 | 0 | 0 | 0 | 0 | 0 | 0 | 0 | 0 | 0 | 0 | 0 | 0 | 0 | 0 | 0 | 0 | 0 | 0 | 0 | 0 | 0 | 0 | 0 | 0 | 0 | 0 | 0
MINIMUM
| Central Outlook | 0 | 0 | 0 | 0 | 0 | 0 | 0 | 0 | 0 | 0 | 0 | 0 | 0 | 0 | 0 | 0 | 0 | 0 | 0 | 0 | 0 | 0 | 0 | 0 | 0 | 0 | 0 | 0 | 0 | 0 | 0 | 0
| Steady Progression | 0 | 0 | 0 | 0 | 0 | 0 | 0 | 0 | 0 | 0 | 0 | 0 | 0 | 0 | 0 | 0 | 0 | 0 | 0 | 0 | 0 | 0 | 0 | 0 | 0 | 0 | 0 | 0 | 0 | 0 | 0 | 0
| System Transformation | 0 | 0 | 0 | 0 | 0 | 0 | 0 | 0 | 0 | 0 | 0 | 0 | 0 | 0 | 0 | 0 | 0 | 0 | 0 | 0 | 0 | 0 | 0 | 0 | 0 | 0 | 0 | 0 | 0 | 0 | 0 | 0
| Consumer Transformation | 0 | 0 | 0 | 0 | 0 | 0 | 0 | 0 | 0 | 0 | 0 | 0 | 0 | 0 | 0 | 0 | 0 | 0 | 0 | 0 | 0 | 0 | 0 | 0 | 0 | 0 | 0 | 0 | 0 | 0 | 0 | 0
| Leading the Way | 0 | 0 | 0 | 0 | 0 | 0 | 0 | 0 | 0 | 0 | 0 | 0 | 0 | 0 | 0 | 0 | 0 | 0 | 0 | 0 | 0 | 0 | 0 | 0 | 0 | 0 | 0 | 0 | 0 | 0 | 0 | 0
| Year | 2020 | 2021 | 2022 | 2023 | 2024 | 2025 | 2026 | 2027 | 2028 | 2029 | 2030 | 2031 | 2032 | 2033 | 2034 | 2035 | 2036 | 2037 | 2038 | 2039 | 2040 | 2041 | 2042 | 2043 | 2044 | 2045 | 2046 | 2047 | 2048 | 2049 | 2050 | 2051
DG |  | 3 | 4 | 5 | 6 | 7 | 8 | 9 | 10 | 11 | 12 | 13 | 14 | 15 | 16 | 17 | 18 | 19 | 20 | 21 | 22 | 23 | 24 | 25 | 26 | 27 | 28 | 29 | 30 | 31 | 32 | 33 | 34 | 35 | 36 | 37 | 38 | 39 | 40 | 41 | 42 | 43 | 44 | 45 | 46 | 47 | 48 | 49 | 50 | 51 | 52 | 53 | 54 | 55 | 56 | 57 | 58 | 59 | 60 | 61 | 62 | 63 | 64 | 65 | 66 | 67 | 68 | 69 | 70 | 71 | 72 | 73 | 74 | 75 | 76 | 77 | 78 | 79 | 80 | 81 | 82 | 83 | 84 | 85 | 86 | 87 | 88 | 89 | 90 | 91 | 92 | 93 | 94 | 95 | 96 | 97 | 98 | 99 | 100 | 101 | 102 | 103 | 104 | 105 | 106 | 107 | 108 | 109 | 110 | 111 | 112 | 113 | 114 | 115 | 116 | 117 | 118 | 119 | 120 | 121 | 122 | 123 | 124 | 125 | 126 | 127 | 128 | 129 | 130 | 131 | 132 | 133 | 134 | 135 | 136 | 137 | 138 | 139 | 140 | 141 | 142 | 143 | 144 | 145 | 146 | 147 | 148 | 149 | 150 | 151 | 152 | 153 | 154 | 155 | 156 | 157 | 158 | 159 | 160 | 161 | 162 | 163 | 164 | 165 | 166
| Central Outlook | 2051 35: Steady Progression; 2051 68: System Transformation; 2051 101: Consumer Transformation; 2051 134: Leading the Way
|  | 2020 | 2021 | 2022 | 2023 | 2024 | 2025 | 2026 | 2027 | 2028 | 2029 | 2030 | 2031 | 2032 | 2033 | 2034 | 2035 | 2036 | 2037 | 2038 | 2039 | 2040 | 2041 | 2042 | 2043 | 2044 | 2045 | 2046 | 2047 | 2048 | 2049 | 2050 | 2051 |  | 2020 | 2021 | 2022 | 2023 | 2024 | 2025 | 2026 | 2027 | 2028 | 2029 | 2030 | 2031 | 2032 | 2033 | 2034 | 2035 | 2036 | 2037 | 2038 | 2039 | 2040 | 2041 | 2042 | 2043 | 2044 | 2045 | 2046 | 2047 | 2048 | 2049 | 2050 | 2051 |  | 2020 | 2021 | 2022 | 2023 | 2024 | 2025 | 2026 | 2027 | 2028 | 2029 | 2030 | 2031 | 2032 | 2033 | 2034 | 2035 | 2036 | 2037 | 2038 | 2039 | 2040 | 2041 | 2042 | 2043 | 2044 | 2045 | 2046 | 2047 | 2048 | 2049 | 2050 | 2051 |  | 2020 | 2021 | 2022 | 2023 | 2024 | 2025 | 2026 | 2027 | 2028 | 2029 | 2030 | 2031 | 2032 | 2033 | 2034 | 2035 | 2036 | 2037 | 2038 | 2039 | 2040 | 2041 | 2042 | 2043 | 2044 | 2045 | 2046 | 2047 | 2048 | 2049 | 2050 | 2051 |  | 2020 | 2021 | 2022 | 2023 | 2024 | 2025 | 2026 | 2027 | 2028 | 2029 | 2030 | 2031 | 2032 | 2033 | 2034 | 2035 | 2036 | 2037 | 2038 | 2039 | 2040 | 2041 | 2042 | 2043 | 2044 | 2045 | 2046 | 2047 | 2048 | 2049 | 2050 | 2051
FALSE | Select a Primary | 0 | 0 | 0 | 0 | 0 | 0 | 0 | 0 | 0 | 0 | 0 | 0 | 0 | 0 | 0 | 0 | 0 | 0 | 0 | 0 | 0 | 0 | 0 | 0 | 0 | 0 | 0 | 0 | 0 | 0 | 0 | 0 | 0 | 0 | 0 | 0 | 0 | 0 | 0 | 0 | 0 | 0 | 0 | 0 | 0 | 0 | 0 | 0 | 0 | 0 | 0 | 0 | 0 | 0 | 0 | 0 | 0 | 0 | 0 | 0 | 0 | 0 | 0 | 0 | 0 | 0 | 0 | 0 | 0 | 0 | 0 | 0 | 0 | 0 | 0 | 0 | 0 | 0 | 0 | 0 | 0 | 0 | 0 | 0 | 0 | 0 | 0 | 0 | 0 | 0 | 0 | 0 | 0 | 0 | 0 | 0 | 0 | 0 | 0 | 0 | 0 | 0 | 0 | 0 | 0 | 0 | 0 | 0 | 0 | 0 | 0 | 0 | 0 | 0 | 0 | 0 | 0 | 0 | 0 | 0 | 0 | 0 | 0 | 0 | 0 | 0 | 0 | 0 | 0 | 0 | 0 | 0 | 0 | 0 | 0 | 0 | 0 | 0 | 0 | 0 | 0 | 0 | 0 | 0 | 0 | 0 | 0 | 0 | 0 | 0 | 0 | 0 | 0 | 0 | 0 | 0 | 0 | 0 | 0 | 0 | 0 | 0 | 0 | 0
FALSE | Select a Primary | 0 | 0 | 0 | 0 | 0 | 0 | 0 | 0 | 0 | 0 | 0 | 0 | 0 | 0 | 0 | 0 | 0 | 0 | 0 | 0 | 0 | 0 | 0 | 0 | 0 | 0 | 0 | 0 | 0 | 0 | 0 | 0 | 0 | 0 | 0 | 0 | 0 | 0 | 0 | 0 | 0 | 0 | 0 | 0 | 0 | 0 | 0 | 0 | 0 | 0 | 0 | 0 | 0 | 0 | 0 | 0 | 0 | 0 | 0 | 0 | 0 | 0 | 0 | 0 | 0 | 0 | 0 | 0 | 0 | 0 | 0 | 0 | 0 | 0 | 0 | 0 | 0 | 0 | 0 | 0 | 0 | 0 | 0 | 0 | 0 | 0 | 0 | 0 | 0 | 0 | 0 | 0 | 0 | 0 | 0 | 0 | 0 | 0 | 0 | 0 | 0 | 0 | 0 | 0 | 0 | 0 | 0 | 0 | 0 | 0 | 0 | 0 | 0 | 0 | 0 | 0 | 0 | 0 | 0 | 0 | 0 | 0 | 0 | 0 | 0 | 0 | 0 | 0 | 0 | 0 | 0 | 0 | 0 | 0 | 0 | 0 | 0 | 0 | 0 | 0 | 0 | 0 | 0 | 0 | 0 | 0 | 0 | 0 | 0 | 0 | 0 | 0 | 0 | 0 | 0 | 0 | 0 | 0 | 0 | 0 | 0 | 0 | 0 | 0
FALSE | Select a Primary | 0 | 0 | 0 | 0 | 0 | 0 | 0 | 0 | 0 | 0 | 0 | 0 | 0 | 0 | 0 | 0 | 0 | 0 | 0 | 0 | 0 | 0 | 0 | 0 | 0 | 0 | 0 | 0 | 0 | 0 | 0 | 0 | 0 | 0 | 0 | 0 | 0 | 0 | 0 | 0 | 0 | 0 | 0 | 0 | 0 | 0 | 0 | 0 | 0 | 0 | 0 | 0 | 0 | 0 | 0 | 0 | 0 | 0 | 0 | 0 | 0 | 0 | 0 | 0 | 0 | 0 | 0 | 0 | 0 | 0 | 0 | 0 | 0 | 0 | 0 | 0 | 0 | 0 | 0 | 0 | 0 | 0 | 0 | 0 | 0 | 0 | 0 | 0 | 0 | 0 | 0 | 0 | 0 | 0 | 0 | 0 | 0 | 0 | 0 | 0 | 0 | 0 | 0 | 0 | 0 | 0 | 0 | 0 | 0 | 0 | 0 | 0 | 0 | 0 | 0 | 0 | 0 | 0 | 0 | 0 | 0 | 0 | 0 | 0 | 0 | 0 | 0 | 0 | 0 | 0 | 0 | 0 | 0 | 0 | 0 | 0 | 0 | 0 | 0 | 0 | 0 | 0 | 0 | 0 | 0 | 0 | 0 | 0 | 0 | 0 | 0 | 0 | 0 | 0 | 0 | 0 | 0 | 0 | 0 | 0 | 0 | 0 | 0 | 0
FALSE | Select a Primary | 0 | 0 | 0 | 0 | 0 | 0 | 0 | 0 | 0 | 0 | 0 | 0 | 0 | 0 | 0 | 0 | 0 | 0 | 0 | 0 | 0 | 0 | 0 | 0 | 0 | 0 | 0 | 0 | 0 | 0 | 0 | 0 | 0 | 0 | 0 | 0 | 0 | 0 | 0 | 0 | 0 | 0 | 0 | 0 | 0 | 0 | 0 | 0 | 0 | 0 | 0 | 0 | 0 | 0 | 0 | 0 | 0 | 0 | 0 | 0 | 0 | 0 | 0 | 0 | 0 | 0 | 0 | 0 | 0 | 0 | 0 | 0 | 0 | 0 | 0 | 0 | 0 | 0 | 0 | 0 | 0 | 0 | 0 | 0 | 0 | 0 | 0 | 0 | 0 | 0 | 0 | 0 | 0 | 0 | 0 | 0 | 0 | 0 | 0 | 0 | 0 | 0 | 0 | 0 | 0 | 0 | 0 | 0 | 0 | 0 | 0 | 0 | 0 | 0 | 0 | 0 | 0 | 0 | 0 | 0 | 0 | 0 | 0 | 0 | 0 | 0 | 0 | 0 | 0 | 0 | 0 | 0 | 0 | 0 | 0 | 0 | 0 | 0 | 0 | 0 | 0 | 0 | 0 | 0 | 0 | 0 | 0 | 0 | 0 | 0 | 0 | 0 | 0 | 0 | 0 | 0 | 0 | 0 | 0 | 0 | 0 | 0 | 0 | 0
FALSE | Select a Primary | 0 | 0 | 0 | 0 | 0 | 0 | 0 | 0 | 0 | 0 | 0 | 0 | 0 | 0 | 0 | 0 | 0 | 0 | 0 | 0 | 0 | 0 | 0 | 0 | 0 | 0 | 0 | 0 | 0 | 0 | 0 | 0 | 0 | 0 | 0 | 0 | 0 | 0 | 0 | 0 | 0 | 0 | 0 | 0 | 0 | 0 | 0 | 0 | 0 | 0 | 0 | 0 | 0 | 0 | 0 | 0 | 0 | 0 | 0 | 0 | 0 | 0 | 0 | 0 | 0 | 0 | 0 | 0 | 0 | 0 | 0 | 0 | 0 | 0 | 0 | 0 | 0 | 0 | 0 | 0 | 0 | 0 | 0 | 0 | 0 | 0 | 0 | 0 | 0 | 0 | 0 | 0 | 0 | 0 | 0 | 0 | 0 | 0 | 0 | 0 | 0 | 0 | 0 | 0 | 0 | 0 | 0 | 0 | 0 | 0 | 0 | 0 | 0 | 0 | 0 | 0 | 0 | 0 | 0 | 0 | 0 | 0 | 0 | 0 | 0 | 0 | 0 | 0 | 0 | 0 | 0 | 0 | 0 | 0 | 0 | 0 | 0 | 0 | 0 | 0 | 0 | 0 | 0 | 0 | 0 | 0 | 0 | 0 | 0 | 0 | 0 | 0 | 0 | 0 | 0 | 0 | 0 | 0 | 0 | 0 | 0 | 0 | 0 | 0
FALSE | Select a Primary | 0 | 0 | 0 | 0 | 0 | 0 | 0 | 0 | 0 | 0 | 0 | 0 | 0 | 0 | 0 | 0 | 0 | 0 | 0 | 0 | 0 | 0 | 0 | 0 | 0 | 0 | 0 | 0 | 0 | 0 | 0 | 0 | 0 | 0 | 0 | 0 | 0 | 0 | 0 | 0 | 0 | 0 | 0 | 0 | 0 | 0 | 0 | 0 | 0 | 0 | 0 | 0 | 0 | 0 | 0 | 0 | 0 | 0 | 0 | 0 | 0 | 0 | 0 | 0 | 0 | 0 | 0 | 0 | 0 | 0 | 0 | 0 | 0 | 0 | 0 | 0 | 0 | 0 | 0 | 0 | 0 | 0 | 0 | 0 | 0 | 0 | 0 | 0 | 0 | 0 | 0 | 0 | 0 | 0 | 0 | 0 | 0 | 0 | 0 | 0 | 0 | 0 | 0 | 0 | 0 | 0 | 0 | 0 | 0 | 0 | 0 | 0 | 0 | 0 | 0 | 0 | 0 | 0 | 0 | 0 | 0 | 0 | 0 | 0 | 0 | 0 | 0 | 0 | 0 | 0 | 0 | 0 | 0 | 0 | 0 | 0 | 0 | 0 | 0 | 0 | 0 | 0 | 0 | 0 | 0 | 0 | 0 | 0 | 0 | 0 | 0 | 0 | 0 | 0 | 0 | 0 | 0 | 0 | 0 | 0 | 0 | 0 | 0 | 0
FALSE | Select a Primary | 0 | 0 | 0 | 0 | 0 | 0 | 0 | 0 | 0 | 0 | 0 | 0 | 0 | 0 | 0 | 0 | 0 | 0 | 0 | 0 | 0 | 0 | 0 | 0 | 0 | 0 | 0 | 0 | 0 | 0 | 0 | 0 | 0 | 0 | 0 | 0 | 0 | 0 | 0 | 0 | 0 | 0 | 0 | 0 | 0 | 0 | 0 | 0 | 0 | 0 | 0 | 0 | 0 | 0 | 0 | 0 | 0 | 0 | 0 | 0 | 0 | 0 | 0 | 0 | 0 | 0 | 0 | 0 | 0 | 0 | 0 | 0 | 0 | 0 | 0 | 0 | 0 | 0 | 0 | 0 | 0 | 0 | 0 | 0 | 0 | 0 | 0 | 0 | 0 | 0 | 0 | 0 | 0 | 0 | 0 | 0 | 0 | 0 | 0 | 0 | 0 | 0 | 0 | 0 | 0 | 0 | 0 | 0 | 0 | 0 | 0 | 0 | 0 | 0 | 0 | 0 | 0 | 0 | 0 | 0 | 0 | 0 | 0 | 0 | 0 | 0 | 0 | 0 | 0 | 0 | 0 | 0 | 0 | 0 | 0 | 0 | 0 | 0 | 0 | 0 | 0 | 0 | 0 | 0 | 0 | 0 | 0 | 0 | 0 | 0 | 0 | 0 | 0 | 0 | 0 | 0 | 0 | 0 | 0 | 0 | 0 | 0 | 0 | 0
FALSE | Select a Primary | 0 | 0 | 0 | 0 | 0 | 0 | 0 | 0 | 0 | 0 | 0 | 0 | 0 | 0 | 0 | 0 | 0 | 0 | 0 | 0 | 0 | 0 | 0 | 0 | 0 | 0 | 0 | 0 | 0 | 0 | 0 | 0 | 0 | 0 | 0 | 0 | 0 | 0 | 0 | 0 | 0 | 0 | 0 | 0 | 0 | 0 | 0 | 0 | 0 | 0 | 0 | 0 | 0 | 0 | 0 | 0 | 0 | 0 | 0 | 0 | 0 | 0 | 0 | 0 | 0 | 0 | 0 | 0 | 0 | 0 | 0 | 0 | 0 | 0 | 0 | 0 | 0 | 0 | 0 | 0 | 0 | 0 | 0 | 0 | 0 | 0 | 0 | 0 | 0 | 0 | 0 | 0 | 0 | 0 | 0 | 0 | 0 | 0 | 0 | 0 | 0 | 0 | 0 | 0 | 0 | 0 | 0 | 0 | 0 | 0 | 0 | 0 | 0 | 0 | 0 | 0 | 0 | 0 | 0 | 0 | 0 | 0 | 0 | 0 | 0 | 0 | 0 | 0 | 0 | 0 | 0 | 0 | 0 | 0 | 0 | 0 | 0 | 0 | 0 | 0 | 0 | 0 | 0 | 0 | 0 | 0 | 0 | 0 | 0 | 0 | 0 | 0 | 0 | 0 | 0 | 0 | 0 | 0 | 0 | 0 | 0 | 0 | 0 | 0
FALSE | Select a Primary | 0 | 0 | 0 | 0 | 0 | 0 | 0 | 0 | 0 | 0 | 0 | 0 | 0 | 0 | 0 | 0 | 0 | 0 | 0 | 0 | 0 | 0 | 0 | 0 | 0 | 0 | 0 | 0 | 0 | 0 | 0 | 0 | 0 | 0 | 0 | 0 | 0 | 0 | 0 | 0 | 0 | 0 | 0 | 0 | 0 | 0 | 0 | 0 | 0 | 0 | 0 | 0 | 0 | 0 | 0 | 0 | 0 | 0 | 0 | 0 | 0 | 0 | 0 | 0 | 0 | 0 | 0 | 0 | 0 | 0 | 0 | 0 | 0 | 0 | 0 | 0 | 0 | 0 | 0 | 0 | 0 | 0 | 0 | 0 | 0 | 0 | 0 | 0 | 0 | 0 | 0 | 0 | 0 | 0 | 0 | 0 | 0 | 0 | 0 | 0 | 0 | 0 | 0 | 0 | 0 | 0 | 0 | 0 | 0 | 0 | 0 | 0 | 0 | 0 | 0 | 0 | 0 | 0 | 0 | 0 | 0 | 0 | 0 | 0 | 0 | 0 | 0 | 0 | 0 | 0 | 0 | 0 | 0 | 0 | 0 | 0 | 0 | 0 | 0 | 0 | 0 | 0 | 0 | 0 | 0 | 0 | 0 | 0 | 0 | 0 | 0 | 0 | 0 | 0 | 0 | 0 | 0 | 0 | 0 | 0 | 0 | 0 | 0 | 0
FALSE | Select a Primary | 0 | 0 | 0 | 0 | 0 | 0 | 0 | 0 | 0 | 0 | 0 | 0 | 0 | 0 | 0 | 0 | 0 | 0 | 0 | 0 | 0 | 0 | 0 | 0 | 0 | 0 | 0 | 0 | 0 | 0 | 0 | 0 | 0 | 0 | 0 | 0 | 0 | 0 | 0 | 0 | 0 | 0 | 0 | 0 | 0 | 0 | 0 | 0 | 0 | 0 | 0 | 0 | 0 | 0 | 0 | 0 | 0 | 0 | 0 | 0 | 0 | 0 | 0 | 0 | 0 | 0 | 0 | 0 | 0 | 0 | 0 | 0 | 0 | 0 | 0 | 0 | 0 | 0 | 0 | 0 | 0 | 0 | 0 | 0 | 0 | 0 | 0 | 0 | 0 | 0 | 0 | 0 | 0 | 0 | 0 | 0 | 0 | 0 | 0 | 0 | 0 | 0 | 0 | 0 | 0 | 0 | 0 | 0 | 0 | 0 | 0 | 0 | 0 | 0 | 0 | 0 | 0 | 0 | 0 | 0 | 0 | 0 | 0 | 0 | 0 | 0 | 0 | 0 | 0 | 0 | 0 | 0 | 0 | 0 | 0 | 0 | 0 | 0 | 0 | 0 | 0 | 0 | 0 | 0 | 0 | 0 | 0 | 0 | 0 | 0 | 0 | 0 | 0 | 0 | 0 | 0 | 0 | 0 | 0 | 0 | 0 | 0 | 0 | 0
DG
| Central Outlook | 0 | 0 | 0 | 0 | 0 | 0 | 0 | 0 | 0 | 0 | 0 | 0 | 0 | 0 | 0 | 0 | 0 | 0 | 0 | 0 | 0 | 0 | 0 | 0 | 0 | 0 | 0 | 0 | 0 | 0 | 0 | 0
| Steady Progression | 0 | 0 | 0 | 0 | 0 | 0 | 0 | 0 | 0 | 0 | 0 | 0 | 0 | 0 | 0 | 0 | 0 | 0 | 0 | 0 | 0 | 0 | 0 | 0 | 0 | 0 | 0 | 0 | 0 | 0 | 0 | 0
| System Transformation | 0 | 0 | 0 | 0 | 0 | 0 | 0 | 0 | 0 | 0 | 0 | 0 | 0 | 0 | 0 | 0 | 0 | 0 | 0 | 0 | 0 | 0 | 0 | 0 | 0 | 0 | 0 | 0 | 0 | 0 | 0 | 0
| Consumer Transformation | 0 | 0 | 0 | 0 | 0 | 0 | 0 | 0 | 0 | 0 | 0 | 0 | 0 | 0 | 0 | 0 | 0 | 0 | 0 | 0 | 0 | 0 | 0 | 0 | 0 | 0 | 0 | 0 | 0 | 0 | 0 | 0
| Leading the Way | 0 | 0 | 0 | 0 | 0 | 0 | 0 | 0 | 0 | 0 | 0 | 0 | 0 | 0 | 0 | 0 | 0 | 0 | 0 | 0 | 0 | 0 | 0 | 0 | 0 | 0 | 0 | 0 | 0 | 0 | 0 | 0
| Year | 2020 | 2021 | 2022 | 2023 | 2024 | 2025 | 2026 | 2027 | 2028 | 2029 | 2030 | 2031 | 2032 | 2033 | 2034 | 2035 | 2036 | 2037 | 2038 | 2039 | 2040 | 2041 | 2042 | 2043 | 2044 | 2045 | 2046 | 2047 | 2048 | 2049 | 2050 | 2051
STORAGE |  | 3 | 4 | 5 | 6 | 7 | 8 | 9 | 10 | 11 | 12 | 13 | 14 | 15 | 16 | 17 | 18 | 19 | 20 | 21 | 22 | 23 | 24 | 25 | 26 | 27 | 28 | 29 | 30 | 31 | 32 | 33 | 34 | 35 | 36 | 37 | 38 | 39 | 40 | 41 | 42 | 43 | 44 | 45 | 46 | 47 | 48 | 49 | 50 | 51 | 52 | 53 | 54 | 55 | 56 | 57 | 58 | 59 | 60 | 61 | 62 | 63 | 64 | 65 | 66 | 67 | 68 | 69 | 70 | 71 | 72 | 73 | 74 | 75 | 76 | 77 | 78 | 79 | 80 | 81 | 82 | 83 | 84 | 85 | 86 | 87 | 88 | 89 | 90 | 91 | 92 | 93 | 94 | 95 | 96 | 97 | 98 | 99 | 100 | 101 | 102 | 103 | 104 | 105 | 106 | 107 | 108 | 109 | 110 | 111 | 112 | 113 | 114 | 115 | 116 | 117 | 118 | 119 | 120 | 121 | 122 | 123 | 124 | 125 | 126 | 127 | 128 | 129 | 130 | 131 | 132 | 133 | 134 | 135 | 136 | 137 | 138 | 139 | 140 | 141 | 142 | 143 | 144 | 145 | 146 | 147 | 148 | 149 | 150 | 151 | 152 | 153 | 154 | 155 | 156 | 157 | 158 | 159 | 160 | 161 | 162 | 163 | 164 | 165 | 166
| Central Outlook | 2051 35: Steady Progression; 2051 68: System Transformation; 2051 101: Consumer Transformation; 2051 134: Leading the Way
|  | 2020 | 2021 | 2022 | 2023 | 2024 | 2025 | 2026 | 2027 | 2028 | 2029 | 2030 | 2031 | 2032 | 2033 | 2034 | 2035 | 2036 | 2037 | 2038 | 2039 | 2040 | 2041 | 2042 | 2043 | 2044 | 2045 | 2046 | 2047 | 2048 | 2049 | 2050 | 2051 |  | 2020 | 2021 | 2022 | 2023 | 2024 | 2025 | 2026 | 2027 | 2028 | 2029 | 2030 | 2031 | 2032 | 2033 | 2034 | 2035 | 2036 | 2037 | 2038 | 2039 | 2040 | 2041 | 2042 | 2043 | 2044 | 2045 | 2046 | 2047 | 2048 | 2049 | 2050 | 2051 |  | 2020 | 2021 | 2022 | 2023 | 2024 | 2025 | 2026 | 2027 | 2028 | 2029 | 2030 | 2031 | 2032 | 2033 | 2034 | 2035 | 2036 | 2037 | 2038 | 2039 | 2040 | 2041 | 2042 | 2043 | 2044 | 2045 | 2046 | 2047 | 2048 | 2049 | 2050 | 2051 |  | 2020 | 2021 | 2022 | 2023 | 2024 | 2025 | 2026 | 2027 | 2028 | 2029 | 2030 | 2031 | 2032 | 2033 | 2034 | 2035 | 2036 | 2037 | 2038 | 2039 | 2040 | 2041 | 2042 | 2043 | 2044 | 2045 | 2046 | 2047 | 2048 | 2049 | 2050 | 2051 |  | 2020 | 2021 | 2022 | 2023 | 2024 | 2025 | 2026 | 2027 | 2028 | 2029 | 2030 | 2031 | 2032 | 2033 | 2034 | 2035 | 2036 | 2037 | 2038 | 2039 | 2040 | 2041 | 2042 | 2043 | 2044 | 2045 | 2046 | 2047 | 2048 | 2049 | 2050 | 2051
FALSE | Select a Primary | 0 | 0 | 0 | 0 | 0 | 0 | 0 | 0 | 0 | 0 | 0 | 0 | 0 | 0 | 0 | 0 | 0 | 0 | 0 | 0 | 0 | 0 | 0 | 0 | 0 | 0 | 0 | 0 | 0 | 0 | 0 | 0 | 0 | 0 | 0 | 0 | 0 | 0 | 0 | 0 | 0 | 0 | 0 | 0 | 0 | 0 | 0 | 0 | 0 | 0 | 0 | 0 | 0 | 0 | 0 | 0 | 0 | 0 | 0 | 0 | 0 | 0 | 0 | 0 | 0 | 0 | 0 | 0 | 0 | 0 | 0 | 0 | 0 | 0 | 0 | 0 | 0 | 0 | 0 | 0 | 0 | 0 | 0 | 0 | 0 | 0 | 0 | 0 | 0 | 0 | 0 | 0 | 0 | 0 | 0 | 0 | 0 | 0 | 0 | 0 | 0 | 0 | 0 | 0 | 0 | 0 | 0 | 0 | 0 | 0 | 0 | 0 | 0 | 0 | 0 | 0 | 0 | 0 | 0 | 0 | 0 | 0 | 0 | 0 | 0 | 0 | 0 | 0 | 0 | 0 | 0 | 0 | 0 | 0 | 0 | 0 | 0 | 0 | 0 | 0 | 0 | 0 | 0 | 0 | 0 | 0 | 0 | 0 | 0 | 0 | 0 | 0 | 0 | 0 | 0 | 0 | 0 | 0 | 0 | 0 | 0 | 0 | 0 | 0
FALSE | Select a Primary | 0 | 0 | 0 | 0 | 0 | 0 | 0 | 0 | 0 | 0 | 0 | 0 | 0 | 0 | 0 | 0 | 0 | 0 | 0 | 0 | 0 | 0 | 0 | 0 | 0 | 0 | 0 | 0 | 0 | 0 | 0 | 0 | 0 | 0 | 0 | 0 | 0 | 0 | 0 | 0 | 0 | 0 | 0 | 0 | 0 | 0 | 0 | 0 | 0 | 0 | 0 | 0 | 0 | 0 | 0 | 0 | 0 | 0 | 0 | 0 | 0 | 0 | 0 | 0 | 0 | 0 | 0 | 0 | 0 | 0 | 0 | 0 | 0 | 0 | 0 | 0 | 0 | 0 | 0 | 0 | 0 | 0 | 0 | 0 | 0 | 0 | 0 | 0 | 0 | 0 | 0 | 0 | 0 | 0 | 0 | 0 | 0 | 0 | 0 | 0 | 0 | 0 | 0 | 0 | 0 | 0 | 0 | 0 | 0 | 0 | 0 | 0 | 0 | 0 | 0 | 0 | 0 | 0 | 0 | 0 | 0 | 0 | 0 | 0 | 0 | 0 | 0 | 0 | 0 | 0 | 0 | 0 | 0 | 0 | 0 | 0 | 0 | 0 | 0 | 0 | 0 | 0 | 0 | 0 | 0 | 0 | 0 | 0 | 0 | 0 | 0 | 0 | 0 | 0 | 0 | 0 | 0 | 0 | 0 | 0 | 0 | 0 | 0 | 0
FALSE | Select a Primary | 0 | 0 | 0 | 0 | 0 | 0 | 0 | 0 | 0 | 0 | 0 | 0 | 0 | 0 | 0 | 0 | 0 | 0 | 0 | 0 | 0 | 0 | 0 | 0 | 0 | 0 | 0 | 0 | 0 | 0 | 0 | 0 | 0 | 0 | 0 | 0 | 0 | 0 | 0 | 0 | 0 | 0 | 0 | 0 | 0 | 0 | 0 | 0 | 0 | 0 | 0 | 0 | 0 | 0 | 0 | 0 | 0 | 0 | 0 | 0 | 0 | 0 | 0 | 0 | 0 | 0 | 0 | 0 | 0 | 0 | 0 | 0 | 0 | 0 | 0 | 0 | 0 | 0 | 0 | 0 | 0 | 0 | 0 | 0 | 0 | 0 | 0 | 0 | 0 | 0 | 0 | 0 | 0 | 0 | 0 | 0 | 0 | 0 | 0 | 0 | 0 | 0 | 0 | 0 | 0 | 0 | 0 | 0 | 0 | 0 | 0 | 0 | 0 | 0 | 0 | 0 | 0 | 0 | 0 | 0 | 0 | 0 | 0 | 0 | 0 | 0 | 0 | 0 | 0 | 0 | 0 | 0 | 0 | 0 | 0 | 0 | 0 | 0 | 0 | 0 | 0 | 0 | 0 | 0 | 0 | 0 | 0 | 0 | 0 | 0 | 0 | 0 | 0 | 0 | 0 | 0 | 0 | 0 | 0 | 0 | 0 | 0 | 0 | 0
FALSE | Select a Primary | 0 | 0 | 0 | 0 | 0 | 0 | 0 | 0 | 0 | 0 | 0 | 0 | 0 | 0 | 0 | 0 | 0 | 0 | 0 | 0 | 0 | 0 | 0 | 0 | 0 | 0 | 0 | 0 | 0 | 0 | 0 | 0 | 0 | 0 | 0 | 0 | 0 | 0 | 0 | 0 | 0 | 0 | 0 | 0 | 0 | 0 | 0 | 0 | 0 | 0 | 0 | 0 | 0 | 0 | 0 | 0 | 0 | 0 | 0 | 0 | 0 | 0 | 0 | 0 | 0 | 0 | 0 | 0 | 0 | 0 | 0 | 0 | 0 | 0 | 0 | 0 | 0 | 0 | 0 | 0 | 0 | 0 | 0 | 0 | 0 | 0 | 0 | 0 | 0 | 0 | 0 | 0 | 0 | 0 | 0 | 0 | 0 | 0 | 0 | 0 | 0 | 0 | 0 | 0 | 0 | 0 | 0 | 0 | 0 | 0 | 0 | 0 | 0 | 0 | 0 | 0 | 0 | 0 | 0 | 0 | 0 | 0 | 0 | 0 | 0 | 0 | 0 | 0 | 0 | 0 | 0 | 0 | 0 | 0 | 0 | 0 | 0 | 0 | 0 | 0 | 0 | 0 | 0 | 0 | 0 | 0 | 0 | 0 | 0 | 0 | 0 | 0 | 0 | 0 | 0 | 0 | 0 | 0 | 0 | 0 | 0 | 0 | 0 | 0
FALSE | Select a Primary | 0 | 0 | 0 | 0 | 0 | 0 | 0 | 0 | 0 | 0 | 0 | 0 | 0 | 0 | 0 | 0 | 0 | 0 | 0 | 0 | 0 | 0 | 0 | 0 | 0 | 0 | 0 | 0 | 0 | 0 | 0 | 0 | 0 | 0 | 0 | 0 | 0 | 0 | 0 | 0 | 0 | 0 | 0 | 0 | 0 | 0 | 0 | 0 | 0 | 0 | 0 | 0 | 0 | 0 | 0 | 0 | 0 | 0 | 0 | 0 | 0 | 0 | 0 | 0 | 0 | 0 | 0 | 0 | 0 | 0 | 0 | 0 | 0 | 0 | 0 | 0 | 0 | 0 | 0 | 0 | 0 | 0 | 0 | 0 | 0 | 0 | 0 | 0 | 0 | 0 | 0 | 0 | 0 | 0 | 0 | 0 | 0 | 0 | 0 | 0 | 0 | 0 | 0 | 0 | 0 | 0 | 0 | 0 | 0 | 0 | 0 | 0 | 0 | 0 | 0 | 0 | 0 | 0 | 0 | 0 | 0 | 0 | 0 | 0 | 0 | 0 | 0 | 0 | 0 | 0 | 0 | 0 | 0 | 0 | 0 | 0 | 0 | 0 | 0 | 0 | 0 | 0 | 0 | 0 | 0 | 0 | 0 | 0 | 0 | 0 | 0 | 0 | 0 | 0 | 0 | 0 | 0 | 0 | 0 | 0 | 0 | 0 | 0 | 0
FALSE | Select a Primary | 0 | 0 | 0 | 0 | 0 | 0 | 0 | 0 | 0 | 0 | 0 | 0 | 0 | 0 | 0 | 0 | 0 | 0 | 0 | 0 | 0 | 0 | 0 | 0 | 0 | 0 | 0 | 0 | 0 | 0 | 0 | 0 | 0 | 0 | 0 | 0 | 0 | 0 | 0 | 0 | 0 | 0 | 0 | 0 | 0 | 0 | 0 | 0 | 0 | 0 | 0 | 0 | 0 | 0 | 0 | 0 | 0 | 0 | 0 | 0 | 0 | 0 | 0 | 0 | 0 | 0 | 0 | 0 | 0 | 0 | 0 | 0 | 0 | 0 | 0 | 0 | 0 | 0 | 0 | 0 | 0 | 0 | 0 | 0 | 0 | 0 | 0 | 0 | 0 | 0 | 0 | 0 | 0 | 0 | 0 | 0 | 0 | 0 | 0 | 0 | 0 | 0 | 0 | 0 | 0 | 0 | 0 | 0 | 0 | 0 | 0 | 0 | 0 | 0 | 0 | 0 | 0 | 0 | 0 | 0 | 0 | 0 | 0 | 0 | 0 | 0 | 0 | 0 | 0 | 0 | 0 | 0 | 0 | 0 | 0 | 0 | 0 | 0 | 0 | 0 | 0 | 0 | 0 | 0 | 0 | 0 | 0 | 0 | 0 | 0 | 0 | 0 | 0 | 0 | 0 | 0 | 0 | 0 | 0 | 0 | 0 | 0 | 0 | 0
FALSE | Select a Primary | 0 | 0 | 0 | 0 | 0 | 0 | 0 | 0 | 0 | 0 | 0 | 0 | 0 | 0 | 0 | 0 | 0 | 0 | 0 | 0 | 0 | 0 | 0 | 0 | 0 | 0 | 0 | 0 | 0 | 0 | 0 | 0 | 0 | 0 | 0 | 0 | 0 | 0 | 0 | 0 | 0 | 0 | 0 | 0 | 0 | 0 | 0 | 0 | 0 | 0 | 0 | 0 | 0 | 0 | 0 | 0 | 0 | 0 | 0 | 0 | 0 | 0 | 0 | 0 | 0 | 0 | 0 | 0 | 0 | 0 | 0 | 0 | 0 | 0 | 0 | 0 | 0 | 0 | 0 | 0 | 0 | 0 | 0 | 0 | 0 | 0 | 0 | 0 | 0 | 0 | 0 | 0 | 0 | 0 | 0 | 0 | 0 | 0 | 0 | 0 | 0 | 0 | 0 | 0 | 0 | 0 | 0 | 0 | 0 | 0 | 0 | 0 | 0 | 0 | 0 | 0 | 0 | 0 | 0 | 0 | 0 | 0 | 0 | 0 | 0 | 0 | 0 | 0 | 0 | 0 | 0 | 0 | 0 | 0 | 0 | 0 | 0 | 0 | 0 | 0 | 0 | 0 | 0 | 0 | 0 | 0 | 0 | 0 | 0 | 0 | 0 | 0 | 0 | 0 | 0 | 0 | 0 | 0 | 0 | 0 | 0 | 0 | 0 | 0
FALSE | Select a Primary | 0 | 0 | 0 | 0 | 0 | 0 | 0 | 0 | 0 | 0 | 0 | 0 | 0 | 0 | 0 | 0 | 0 | 0 | 0 | 0 | 0 | 0 | 0 | 0 | 0 | 0 | 0 | 0 | 0 | 0 | 0 | 0 | 0 | 0 | 0 | 0 | 0 | 0 | 0 | 0 | 0 | 0 | 0 | 0 | 0 | 0 | 0 | 0 | 0 | 0 | 0 | 0 | 0 | 0 | 0 | 0 | 0 | 0 | 0 | 0 | 0 | 0 | 0 | 0 | 0 | 0 | 0 | 0 | 0 | 0 | 0 | 0 | 0 | 0 | 0 | 0 | 0 | 0 | 0 | 0 | 0 | 0 | 0 | 0 | 0 | 0 | 0 | 0 | 0 | 0 | 0 | 0 | 0 | 0 | 0 | 0 | 0 | 0 | 0 | 0 | 0 | 0 | 0 | 0 | 0 | 0 | 0 | 0 | 0 | 0 | 0 | 0 | 0 | 0 | 0 | 0 | 0 | 0 | 0 | 0 | 0 | 0 | 0 | 0 | 0 | 0 | 0 | 0 | 0 | 0 | 0 | 0 | 0 | 0 | 0 | 0 | 0 | 0 | 0 | 0 | 0 | 0 | 0 | 0 | 0 | 0 | 0 | 0 | 0 | 0 | 0 | 0 | 0 | 0 | 0 | 0 | 0 | 0 | 0 | 0 | 0 | 0 | 0 | 0
FALSE | Select a Primary | 0 | 0 | 0 | 0 | 0 | 0 | 0 | 0 | 0 | 0 | 0 | 0 | 0 | 0 | 0 | 0 | 0 | 0 | 0 | 0 | 0 | 0 | 0 | 0 | 0 | 0 | 0 | 0 | 0 | 0 | 0 | 0 | 0 | 0 | 0 | 0 | 0 | 0 | 0 | 0 | 0 | 0 | 0 | 0 | 0 | 0 | 0 | 0 | 0 | 0 | 0 | 0 | 0 | 0 | 0 | 0 | 0 | 0 | 0 | 0 | 0 | 0 | 0 | 0 | 0 | 0 | 0 | 0 | 0 | 0 | 0 | 0 | 0 | 0 | 0 | 0 | 0 | 0 | 0 | 0 | 0 | 0 | 0 | 0 | 0 | 0 | 0 | 0 | 0 | 0 | 0 | 0 | 0 | 0 | 0 | 0 | 0 | 0 | 0 | 0 | 0 | 0 | 0 | 0 | 0 | 0 | 0 | 0 | 0 | 0 | 0 | 0 | 0 | 0 | 0 | 0 | 0 | 0 | 0 | 0 | 0 | 0 | 0 | 0 | 0 | 0 | 0 | 0 | 0 | 0 | 0 | 0 | 0 | 0 | 0 | 0 | 0 | 0 | 0 | 0 | 0 | 0 | 0 | 0 | 0 | 0 | 0 | 0 | 0 | 0 | 0 | 0 | 0 | 0 | 0 | 0 | 0 | 0 | 0 | 0 | 0 | 0 | 0 | 0
FALSE | Select a Primary | 0 | 0 | 0 | 0 | 0 | 0 | 0 | 0 | 0 | 0 | 0 | 0 | 0 | 0 | 0 | 0 | 0 | 0 | 0 | 0 | 0 | 0 | 0 | 0 | 0 | 0 | 0 | 0 | 0 | 0 | 0 | 0 | 0 | 0 | 0 | 0 | 0 | 0 | 0 | 0 | 0 | 0 | 0 | 0 | 0 | 0 | 0 | 0 | 0 | 0 | 0 | 0 | 0 | 0 | 0 | 0 | 0 | 0 | 0 | 0 | 0 | 0 | 0 | 0 | 0 | 0 | 0 | 0 | 0 | 0 | 0 | 0 | 0 | 0 | 0 | 0 | 0 | 0 | 0 | 0 | 0 | 0 | 0 | 0 | 0 | 0 | 0 | 0 | 0 | 0 | 0 | 0 | 0 | 0 | 0 | 0 | 0 | 0 | 0 | 0 | 0 | 0 | 0 | 0 | 0 | 0 | 0 | 0 | 0 | 0 | 0 | 0 | 0 | 0 | 0 | 0 | 0 | 0 | 0 | 0 | 0 | 0 | 0 | 0 | 0 | 0 | 0 | 0 | 0 | 0 | 0 | 0 | 0 | 0 | 0 | 0 | 0 | 0 | 0 | 0 | 0 | 0 | 0 | 0 | 0 | 0 | 0 | 0 | 0 | 0 | 0 | 0 | 0 | 0 | 0 | 0 | 0 | 0 | 0 | 0 | 0 | 0 | 0 | 0
STORAGE
| Central Outlook | 0 | 0 | 0 | 0 | 0 | 0 | 0 | 0 | 0 | 0 | 0 | 0 | 0 | 0 | 0 | 0 | 0 | 0 | 0 | 0 | 0 | 0 | 0 | 0 | 0 | 0 | 0 | 0 | 0 | 0 | 0 | 0
| Steady Progression | 0 | 0 | 0 | 0 | 0 | 0 | 0 | 0 | 0 | 0 | 0 | 0 | 0 | 0 | 0 | 0 | 0 | 0 | 0 | 0 | 0 | 0 | 0 | 0 | 0 | 0 | 0 | 0 | 0 | 0 | 0 | 0
| System Transformation | 0 | 0 | 0 | 0 | 0 | 0 | 0 | 0 | 0 | 0 | 0 | 0 | 0 | 0 | 0 | 0 | 0 | 0 | 0 | 0 | 0 | 0 | 0 | 0 | 0 | 0 | 0 | 0 | 0 | 0 | 0 | 0
| Consumer Transformation | 0 | 0 | 0 | 0 | 0 | 0 | 0 | 0 | 0 | 0 | 0 | 0 | 0 | 0 | 0 | 0 | 0 | 0 | 0 | 0 | 0 | 0 | 0 | 0 | 0 | 0 | 0 | 0 | 0 | 0 | 0 | 0
| Leading the Way | 0 | 0 | 0 | 0 | 0 | 0 | 0 | 0 | 0 | 0 | 0 | 0 | 0 | 0 | 0 | 0 | 0 | 0 | 0 | 0 | 0 | 0 | 0 | 0 | 0 | 0 | 0 | 0 | 0 | 0 | 0 | 0
| Year | 2020 | 2021 | 2022 | 2023 | 2024 | 2025 | 2026 | 2027 | 2028 | 2029 | 2030 | 2031 | 2032 | 2033 | 2034 | 2035 | 2036 | 2037 | 2038 | 2039 | 2040 | 2041 | 2042 | 2043 | 2044 | 2045 | 2046 | 2047 | 2048 | 2049 | 2050 | 2051
EV |  | 3 | 4 | 5 | 6 | 7 | 8 | 9 | 10 | 11 | 12 | 13 | 14 | 15 | 16 | 17 | 18 | 19 | 20 | 21 | 22 | 23 | 24 | 25 | 26 | 27 | 28 | 29 | 30 | 31 | 32 | 33 | 34 | 35 | 36 | 37 | 38 | 39 | 40 | 41 | 42 | 43 | 44 | 45 | 46 | 47 | 48 | 49 | 50 | 51 | 52 | 53 | 54 | 55 | 56 | 57 | 58 | 59 | 60 | 61 | 62 | 63 | 64 | 65 | 66 | 67 | 68 | 69 | 70 | 71 | 72 | 73 | 74 | 75 | 76 | 77 | 78 | 79 | 80 | 81 | 82 | 83 | 84 | 85 | 86 | 87 | 88 | 89 | 90 | 91 | 92 | 93 | 94 | 95 | 96 | 97 | 98 | 99 | 100 | 101 | 102 | 103 | 104 | 105 | 106 | 107 | 108 | 109 | 110 | 111 | 112 | 113 | 114 | 115 | 116 | 117 | 118 | 119 | 120 | 121 | 122 | 123 | 124 | 125 | 126 | 127 | 128 | 129 | 130 | 131 | 132 | 133 | 134 | 135 | 136 | 137 | 138 | 139 | 140 | 141 | 142 | 143 | 144 | 145 | 146 | 147 | 148 | 149 | 150 | 151 | 152 | 153 | 154 | 155 | 156 | 157 | 158 | 159 | 160 | 161 | 162 | 163 | 164 | 165 | 166
| Central Outlook | 2051 35: Steady Progression; 2051 68: System Transformation; 2051 101: Consumer Transformation; 2051 134: Leading the Way
|  | 2020 | 2021 | 2022 | 2023 | 2024 | 2025 | 2026 | 2027 | 2028 | 2029 | 2030 | 2031 | 2032 | 2033 | 2034 | 2035 | 2036 | 2037 | 2038 | 2039 | 2040 | 2041 | 2042 | 2043 | 2044 | 2045 | 2046 | 2047 | 2048 | 2049 | 2050 | 2051 |  | 2020 | 2021 | 2022 | 2023 | 2024 | 2025 | 2026 | 2027 | 2028 | 2029 | 2030 | 2031 | 2032 | 2033 | 2034 | 2035 | 2036 | 2037 | 2038 | 2039 | 2040 | 2041 | 2042 | 2043 | 2044 | 2045 | 2046 | 2047 | 2048 | 2049 | 2050 | 2051 |  | 2020 | 2021 | 2022 | 2023 | 2024 | 2025 | 2026 | 2027 | 2028 | 2029 | 2030 | 2031 | 2032 | 2033 | 2034 | 2035 | 2036 | 2037 | 2038 | 2039 | 2040 | 2041 | 2042 | 2043 | 2044 | 2045 | 2046 | 2047 | 2048 | 2049 | 2050 | 2051 |  | 2020 | 2021 | 2022 | 2023 | 2024 | 2025 | 2026 | 2027 | 2028 | 2029 | 2030 | 2031 | 2032 | 2033 | 2034 | 2035 | 2036 | 2037 | 2038 | 2039 | 2040 | 2041 | 2042 | 2043 | 2044 | 2045 | 2046 | 2047 | 2048 | 2049 | 2050 | 2051 |  | 2020 | 2021 | 2022 | 2023 | 2024 | 2025 | 2026 | 2027 | 2028 | 2029 | 2030 | 2031 | 2032 | 2033 | 2034 | 2035 | 2036 | 2037 | 2038 | 2039 | 2040 | 2041 | 2042 | 2043 | 2044 | 2045 | 2046 | 2047 | 2048 | 2049 | 2050 | 2051
FALSE | Select a Primary | 0 | 0 | 0 | 0 | 0 | 0 | 0 | 0 | 0 | 0 | 0 | 0 | 0 | 0 | 0 | 0 | 0 | 0 | 0 | 0 | 0 | 0 | 0 | 0 | 0 | 0 | 0 | 0 | 0 | 0 | 0 | 0 | 0 | 0 | 0 | 0 | 0 | 0 | 0 | 0 | 0 | 0 | 0 | 0 | 0 | 0 | 0 | 0 | 0 | 0 | 0 | 0 | 0 | 0 | 0 | 0 | 0 | 0 | 0 | 0 | 0 | 0 | 0 | 0 | 0 | 0 | 0 | 0 | 0 | 0 | 0 | 0 | 0 | 0 | 0 | 0 | 0 | 0 | 0 | 0 | 0 | 0 | 0 | 0 | 0 | 0 | 0 | 0 | 0 | 0 | 0 | 0 | 0 | 0 | 0 | 0 | 0 | 0 | 0 | 0 | 0 | 0 | 0 | 0 | 0 | 0 | 0 | 0 | 0 | 0 | 0 | 0 | 0 | 0 | 0 | 0 | 0 | 0 | 0 | 0 | 0 | 0 | 0 | 0 | 0 | 0 | 0 | 0 | 0 | 0 | 0 | 0 | 0 | 0 | 0 | 0 | 0 | 0 | 0 | 0 | 0 | 0 | 0 | 0 | 0 | 0 | 0 | 0 | 0 | 0 | 0 | 0 | 0 | 0 | 0 | 0 | 0 | 0 | 0 | 0 | 0 | 0 | 0 | 0
FALSE | Select a Primary | 0 | 0 | 0 | 0 | 0 | 0 | 0 | 0 | 0 | 0 | 0 | 0 | 0 | 0 | 0 | 0 | 0 | 0 | 0 | 0 | 0 | 0 | 0 | 0 | 0 | 0 | 0 | 0 | 0 | 0 | 0 | 0 | 0 | 0 | 0 | 0 | 0 | 0 | 0 | 0 | 0 | 0 | 0 | 0 | 0 | 0 | 0 | 0 | 0 | 0 | 0 | 0 | 0 | 0 | 0 | 0 | 0 | 0 | 0 | 0 | 0 | 0 | 0 | 0 | 0 | 0 | 0 | 0 | 0 | 0 | 0 | 0 | 0 | 0 | 0 | 0 | 0 | 0 | 0 | 0 | 0 | 0 | 0 | 0 | 0 | 0 | 0 | 0 | 0 | 0 | 0 | 0 | 0 | 0 | 0 | 0 | 0 | 0 | 0 | 0 | 0 | 0 | 0 | 0 | 0 | 0 | 0 | 0 | 0 | 0 | 0 | 0 | 0 | 0 | 0 | 0 | 0 | 0 | 0 | 0 | 0 | 0 | 0 | 0 | 0 | 0 | 0 | 0 | 0 | 0 | 0 | 0 | 0 | 0 | 0 | 0 | 0 | 0 | 0 | 0 | 0 | 0 | 0 | 0 | 0 | 0 | 0 | 0 | 0 | 0 | 0 | 0 | 0 | 0 | 0 | 0 | 0 | 0 | 0 | 0 | 0 | 0 | 0 | 0
FALSE | Select a Primary | 0 | 0 | 0 | 0 | 0 | 0 | 0 | 0 | 0 | 0 | 0 | 0 | 0 | 0 | 0 | 0 | 0 | 0 | 0 | 0 | 0 | 0 | 0 | 0 | 0 | 0 | 0 | 0 | 0 | 0 | 0 | 0 | 0 | 0 | 0 | 0 | 0 | 0 | 0 | 0 | 0 | 0 | 0 | 0 | 0 | 0 | 0 | 0 | 0 | 0 | 0 | 0 | 0 | 0 | 0 | 0 | 0 | 0 | 0 | 0 | 0 | 0 | 0 | 0 | 0 | 0 | 0 | 0 | 0 | 0 | 0 | 0 | 0 | 0 | 0 | 0 | 0 | 0 | 0 | 0 | 0 | 0 | 0 | 0 | 0 | 0 | 0 | 0 | 0 | 0 | 0 | 0 | 0 | 0 | 0 | 0 | 0 | 0 | 0 | 0 | 0 | 0 | 0 | 0 | 0 | 0 | 0 | 0 | 0 | 0 | 0 | 0 | 0 | 0 | 0 | 0 | 0 | 0 | 0 | 0 | 0 | 0 | 0 | 0 | 0 | 0 | 0 | 0 | 0 | 0 | 0 | 0 | 0 | 0 | 0 | 0 | 0 | 0 | 0 | 0 | 0 | 0 | 0 | 0 | 0 | 0 | 0 | 0 | 0 | 0 | 0 | 0 | 0 | 0 | 0 | 0 | 0 | 0 | 0 | 0 | 0 | 0 | 0 | 0
FALSE | Select a Primary | 0 | 0 | 0 | 0 | 0 | 0 | 0 | 0 | 0 | 0 | 0 | 0 | 0 | 0 | 0 | 0 | 0 | 0 | 0 | 0 | 0 | 0 | 0 | 0 | 0 | 0 | 0 | 0 | 0 | 0 | 0 | 0 | 0 | 0 | 0 | 0 | 0 | 0 | 0 | 0 | 0 | 0 | 0 | 0 | 0 | 0 | 0 | 0 | 0 | 0 | 0 | 0 | 0 | 0 | 0 | 0 | 0 | 0 | 0 | 0 | 0 | 0 | 0 | 0 | 0 | 0 | 0 | 0 | 0 | 0 | 0 | 0 | 0 | 0 | 0 | 0 | 0 | 0 | 0 | 0 | 0 | 0 | 0 | 0 | 0 | 0 | 0 | 0 | 0 | 0 | 0 | 0 | 0 | 0 | 0 | 0 | 0 | 0 | 0 | 0 | 0 | 0 | 0 | 0 | 0 | 0 | 0 | 0 | 0 | 0 | 0 | 0 | 0 | 0 | 0 | 0 | 0 | 0 | 0 | 0 | 0 | 0 | 0 | 0 | 0 | 0 | 0 | 0 | 0 | 0 | 0 | 0 | 0 | 0 | 0 | 0 | 0 | 0 | 0 | 0 | 0 | 0 | 0 | 0 | 0 | 0 | 0 | 0 | 0 | 0 | 0 | 0 | 0 | 0 | 0 | 0 | 0 | 0 | 0 | 0 | 0 | 0 | 0 | 0
FALSE | Select a Primary | 0 | 0 | 0 | 0 | 0 | 0 | 0 | 0 | 0 | 0 | 0 | 0 | 0 | 0 | 0 | 0 | 0 | 0 | 0 | 0 | 0 | 0 | 0 | 0 | 0 | 0 | 0 | 0 | 0 | 0 | 0 | 0 | 0 | 0 | 0 | 0 | 0 | 0 | 0 | 0 | 0 | 0 | 0 | 0 | 0 | 0 | 0 | 0 | 0 | 0 | 0 | 0 | 0 | 0 | 0 | 0 | 0 | 0 | 0 | 0 | 0 | 0 | 0 | 0 | 0 | 0 | 0 | 0 | 0 | 0 | 0 | 0 | 0 | 0 | 0 | 0 | 0 | 0 | 0 | 0 | 0 | 0 | 0 | 0 | 0 | 0 | 0 | 0 | 0 | 0 | 0 | 0 | 0 | 0 | 0 | 0 | 0 | 0 | 0 | 0 | 0 | 0 | 0 | 0 | 0 | 0 | 0 | 0 | 0 | 0 | 0 | 0 | 0 | 0 | 0 | 0 | 0 | 0 | 0 | 0 | 0 | 0 | 0 | 0 | 0 | 0 | 0 | 0 | 0 | 0 | 0 | 0 | 0 | 0 | 0 | 0 | 0 | 0 | 0 | 0 | 0 | 0 | 0 | 0 | 0 | 0 | 0 | 0 | 0 | 0 | 0 | 0 | 0 | 0 | 0 | 0 | 0 | 0 | 0 | 0 | 0 | 0 | 0 | 0
FALSE | Select a Primary | 0 | 0 | 0 | 0 | 0 | 0 | 0 | 0 | 0 | 0 | 0 | 0 | 0 | 0 | 0 | 0 | 0 | 0 | 0 | 0 | 0 | 0 | 0 | 0 | 0 | 0 | 0 | 0 | 0 | 0 | 0 | 0 | 0 | 0 | 0 | 0 | 0 | 0 | 0 | 0 | 0 | 0 | 0 | 0 | 0 | 0 | 0 | 0 | 0 | 0 | 0 | 0 | 0 | 0 | 0 | 0 | 0 | 0 | 0 | 0 | 0 | 0 | 0 | 0 | 0 | 0 | 0 | 0 | 0 | 0 | 0 | 0 | 0 | 0 | 0 | 0 | 0 | 0 | 0 | 0 | 0 | 0 | 0 | 0 | 0 | 0 | 0 | 0 | 0 | 0 | 0 | 0 | 0 | 0 | 0 | 0 | 0 | 0 | 0 | 0 | 0 | 0 | 0 | 0 | 0 | 0 | 0 | 0 | 0 | 0 | 0 | 0 | 0 | 0 | 0 | 0 | 0 | 0 | 0 | 0 | 0 | 0 | 0 | 0 | 0 | 0 | 0 | 0 | 0 | 0 | 0 | 0 | 0 | 0 | 0 | 0 | 0 | 0 | 0 | 0 | 0 | 0 | 0 | 0 | 0 | 0 | 0 | 0 | 0 | 0 | 0 | 0 | 0 | 0 | 0 | 0 | 0 | 0 | 0 | 0 | 0 | 0 | 0 | 0
FALSE | Select a Primary | 0 | 0 | 0 | 0 | 0 | 0 | 0 | 0 | 0 | 0 | 0 | 0 | 0 | 0 | 0 | 0 | 0 | 0 | 0 | 0 | 0 | 0 | 0 | 0 | 0 | 0 | 0 | 0 | 0 | 0 | 0 | 0 | 0 | 0 | 0 | 0 | 0 | 0 | 0 | 0 | 0 | 0 | 0 | 0 | 0 | 0 | 0 | 0 | 0 | 0 | 0 | 0 | 0 | 0 | 0 | 0 | 0 | 0 | 0 | 0 | 0 | 0 | 0 | 0 | 0 | 0 | 0 | 0 | 0 | 0 | 0 | 0 | 0 | 0 | 0 | 0 | 0 | 0 | 0 | 0 | 0 | 0 | 0 | 0 | 0 | 0 | 0 | 0 | 0 | 0 | 0 | 0 | 0 | 0 | 0 | 0 | 0 | 0 | 0 | 0 | 0 | 0 | 0 | 0 | 0 | 0 | 0 | 0 | 0 | 0 | 0 | 0 | 0 | 0 | 0 | 0 | 0 | 0 | 0 | 0 | 0 | 0 | 0 | 0 | 0 | 0 | 0 | 0 | 0 | 0 | 0 | 0 | 0 | 0 | 0 | 0 | 0 | 0 | 0 | 0 | 0 | 0 | 0 | 0 | 0 | 0 | 0 | 0 | 0 | 0 | 0 | 0 | 0 | 0 | 0 | 0 | 0 | 0 | 0 | 0 | 0 | 0 | 0 | 0
FALSE | Select a Primary | 0 | 0 | 0 | 0 | 0 | 0 | 0 | 0 | 0 | 0 | 0 | 0 | 0 | 0 | 0 | 0 | 0 | 0 | 0 | 0 | 0 | 0 | 0 | 0 | 0 | 0 | 0 | 0 | 0 | 0 | 0 | 0 | 0 | 0 | 0 | 0 | 0 | 0 | 0 | 0 | 0 | 0 | 0 | 0 | 0 | 0 | 0 | 0 | 0 | 0 | 0 | 0 | 0 | 0 | 0 | 0 | 0 | 0 | 0 | 0 | 0 | 0 | 0 | 0 | 0 | 0 | 0 | 0 | 0 | 0 | 0 | 0 | 0 | 0 | 0 | 0 | 0 | 0 | 0 | 0 | 0 | 0 | 0 | 0 | 0 | 0 | 0 | 0 | 0 | 0 | 0 | 0 | 0 | 0 | 0 | 0 | 0 | 0 | 0 | 0 | 0 | 0 | 0 | 0 | 0 | 0 | 0 | 0 | 0 | 0 | 0 | 0 | 0 | 0 | 0 | 0 | 0 | 0 | 0 | 0 | 0 | 0 | 0 | 0 | 0 | 0 | 0 | 0 | 0 | 0 | 0 | 0 | 0 | 0 | 0 | 0 | 0 | 0 | 0 | 0 | 0 | 0 | 0 | 0 | 0 | 0 | 0 | 0 | 0 | 0 | 0 | 0 | 0 | 0 | 0 | 0 | 0 | 0 | 0 | 0 | 0 | 0 | 0 | 0
FALSE | Select a Primary | 0 | 0 | 0 | 0 | 0 | 0 | 0 | 0 | 0 | 0 | 0 | 0 | 0 | 0 | 0 | 0 | 0 | 0 | 0 | 0 | 0 | 0 | 0 | 0 | 0 | 0 | 0 | 0 | 0 | 0 | 0 | 0 | 0 | 0 | 0 | 0 | 0 | 0 | 0 | 0 | 0 | 0 | 0 | 0 | 0 | 0 | 0 | 0 | 0 | 0 | 0 | 0 | 0 | 0 | 0 | 0 | 0 | 0 | 0 | 0 | 0 | 0 | 0 | 0 | 0 | 0 | 0 | 0 | 0 | 0 | 0 | 0 | 0 | 0 | 0 | 0 | 0 | 0 | 0 | 0 | 0 | 0 | 0 | 0 | 0 | 0 | 0 | 0 | 0 | 0 | 0 | 0 | 0 | 0 | 0 | 0 | 0 | 0 | 0 | 0 | 0 | 0 | 0 | 0 | 0 | 0 | 0 | 0 | 0 | 0 | 0 | 0 | 0 | 0 | 0 | 0 | 0 | 0 | 0 | 0 | 0 | 0 | 0 | 0 | 0 | 0 | 0 | 0 | 0 | 0 | 0 | 0 | 0 | 0 | 0 | 0 | 0 | 0 | 0 | 0 | 0 | 0 | 0 | 0 | 0 | 0 | 0 | 0 | 0 | 0 | 0 | 0 | 0 | 0 | 0 | 0 | 0 | 0 | 0 | 0 | 0 | 0 | 0 | 0
FALSE | Select a Primary | 0 | 0 | 0 | 0 | 0 | 0 | 0 | 0 | 0 | 0 | 0 | 0 | 0 | 0 | 0 | 0 | 0 | 0 | 0 | 0 | 0 | 0 | 0 | 0 | 0 | 0 | 0 | 0 | 0 | 0 | 0 | 0 | 0 | 0 | 0 | 0 | 0 | 0 | 0 | 0 | 0 | 0 | 0 | 0 | 0 | 0 | 0 | 0 | 0 | 0 | 0 | 0 | 0 | 0 | 0 | 0 | 0 | 0 | 0 | 0 | 0 | 0 | 0 | 0 | 0 | 0 | 0 | 0 | 0 | 0 | 0 | 0 | 0 | 0 | 0 | 0 | 0 | 0 | 0 | 0 | 0 | 0 | 0 | 0 | 0 | 0 | 0 | 0 | 0 | 0 | 0 | 0 | 0 | 0 | 0 | 0 | 0 | 0 | 0 | 0 | 0 | 0 | 0 | 0 | 0 | 0 | 0 | 0 | 0 | 0 | 0 | 0 | 0 | 0 | 0 | 0 | 0 | 0 | 0 | 0 | 0 | 0 | 0 | 0 | 0 | 0 | 0 | 0 | 0 | 0 | 0 | 0 | 0 | 0 | 0 | 0 | 0 | 0 | 0 | 0 | 0 | 0 | 0 | 0 | 0 | 0 | 0 | 0 | 0 | 0 | 0 | 0 | 0 | 0 | 0 | 0 | 0 | 0 | 0 | 0 | 0 | 0 | 0 | 0
EV
| Central Outlook | 0 | 0 | 0 | 0 | 0 | 0 | 0 | 0 | 0 | 0 | 0 | 0 | 0 | 0 | 0 | 0 | 0 | 0 | 0 | 0 | 0 | 0 | 0 | 0 | 0 | 0 | 0 | 0 | 0 | 0 | 0 | 0
| Steady Progression | 0 | 0 | 0 | 0 | 0 | 0 | 0 | 0 | 0 | 0 | 0 | 0 | 0 | 0 | 0 | 0 | 0 | 0 | 0 | 0 | 0 | 0 | 0 | 0 | 0 | 0 | 0 | 0 | 0 | 0 | 0 | 0
| System Transformation | 0 | 0 | 0 | 0 | 0 | 0 | 0 | 0 | 0 | 0 | 0 | 0 | 0 | 0 | 0 | 0 | 0 | 0 | 0 | 0 | 0 | 0 | 0 | 0 | 0 | 0 | 0 | 0 | 0 | 0 | 0 | 0
| Consumer Transformation | 0 | 0 | 0 | 0 | 0 | 0 | 0 | 0 | 0 | 0 | 0 | 0 | 0 | 0 | 0 | 0 | 0 | 0 | 0 | 0 | 0 | 0 | 0 | 0 | 0 | 0 | 0 | 0 | 0 | 0 | 0 | 0
| Leading the Way | 0 | 0 | 0 | 0 | 0 | 0 | 0 | 0 | 0 | 0 | 0 | 0 | 0 | 0 | 0 | 0 | 0 | 0 | 0 | 0 | 0 | 0 | 0 | 0 | 0 | 0 | 0 | 0 | 0 | 0 | 0 | 0
| Year | 2020 | 2021 | 2022 | 2023 | 2024 | 2025 | 2026 | 2027 | 2028 | 2029 | 2030 | 2031 | 2032 | 2033 | 2034 | 2035 | 2036 | 2037 | 2038 | 2039 | 2040 | 2041 | 2042 | 2043 | 2044 | 2045 | 2046 | 2047 | 2048 | 2049 | 2050 | 2051
HP Domestic |  | 3 | 5 | 7 | 9 | 11 | 13 | 15 | 17 | 19 | 21 | 23 | 25 | 27 | 29 | 31 | 33 | 35 | 37 | 39 | 41 | 43 | 45 | 47 | 49 | 51 | 53 | 55 | 57 | 59 | 61 | 63 | 65 |  | 68 | 70 | 72 | 74 | 76 | 78 | 80 | 82 | 84 | 86 | 88 | 90 | 92 | 94 | 96 | 98 | 100 | 102 | 104 | 106 | 108 | 110 | 112 | 114 | 116 | 118 | 120 | 122 | 124 | 126 | 128 | 130 |  | 133 | 135 | 137 | 139 | 141 | 143 | 145 | 147 | 149 | 151 | 153 | 155 | 157 | 159 | 161 | 163 | 165 | 167 | 169 | 171 | 173 | 175 | 177 | 179 | 181 | 183 | 185 | 187 | 189 | 191 | 193 | 195 |  | 198 | 200 | 202 | 204 | 206 | 208 | 210 | 212 | 214 | 216 | 218 | 220 | 222 | 224 | 226 | 228 | 230 | 232 | 234 | 236 | 238 | 240 | 242 | 244 | 246 | 248 | 250 | 252 | 254 | 256 | 258 | 260 |  | 263 | 265 | 267 | 269 | 271 | 273 | 275 | 277 | 279 | 281 | 283 | 285 | 287 | 289 | 291 | 293 | 295 | 297 | 299 | 301 | 303 | 305 | 307 | 309 | 311 | 313 | 315 | 317 | 319 | 321 | 323 | 325
| Central Outlook | [32 empty] | Steady Progression | [32 empty] | System Transformation | [32 empty] | Consumer Transformation | [32 empty] | Leading the Way
|  | 2020 | 2021 | 2022 | 2023 | 2024 | 2025 | 2026 | 2027 | 2028 | 2029 | 2030 | 2031 | 2032 | 2033 | 2034 | 2035 | 2036 | 2037 | 2038 | 2039 | 2040 | 2041 | 2042 | 2043 | 2044 | 2045 | 2046 | 2047 | 2048 | 2049 | 2050 | 2051 |  | 2020 | 2021 | 2022 | 2023 | 2024 | 2025 | 2026 | 2027 | 2028 | 2029 | 2030 | 2031 | 2032 | 2033 | 2034 | 2035 | 2036 | 2037 | 2038 | 2039 | 2040 | 2041 | 2042 | 2043 | 2044 | 2045 | 2046 | 2047 | 2048 | 2049 | 2050 | 2051 |  | 2020 | 2021 | 2022 | 2023 | 2024 | 2025 | 2026 | 2027 | 2028 | 2029 | 2030 | 2031 | 2032 | 2033 | 2034 | 2035 | 2036 | 2037 | 2038 | 2039 | 2040 | 2041 | 2042 | 2043 | 2044 | 2045 | 2046 | 2047 | 2048 | 2049 | 2050 | 2051 |  | 2020 | 2021 | 2022 | 2023 | 2024 | 2025 | 2026 | 2027 | 2028 | 2029 | 2030 | 2031 | 2032 | 2033 | 2034 | 2035 | 2036 | 2037 | 2038 | 2039 | 2040 | 2041 | 2042 | 2043 | 2044 | 2045 | 2046 | 2047 | 2048 | 2049 | 2050 | 2051 |  | 2020 | 2021 | 2022 | 2023 | 2024 | 2025 | 2026 | 2027 | 2028 | 2029 | 2030 | 2031 | 2032 | 2033 | 2034 | 2035 | 2036 | 2037 | 2038 | 2039 | 2040 | 2041 | 2042 | 2043 | 2044 | 2045 | 2046 | 2047 | 2048 | 2049 | 2050 | 2051
FALSE | Select a Primary | 0 | 0 | 0 | 0 | 0 | 0 | 0 | 0 | 0 | 0 | 0 | 0 | 0 | 0 | 0 | 0 | 0 | 0 | 0 | 0 | 0 | 0 | 0 | 0 | 0 | 0 | 0 | 0 | 0 | 0 | 0 | 0 | 0 | 0 | 0 | 0 | 0 | 0 | 0 | 0 | 0 | 0 | 0 | 0 | 0 | 0 | 0 | 0 | 0 | 0 | 0 | 0 | 0 | 0 | 0 | 0 | 0 | 0 | 0 | 0 | 0 | 0 | 0 | 0 | 0 | 0 | 0 | 0 | 0 | 0 | 0 | 0 | 0 | 0 | 0 | 0 | 0 | 0 | 0 | 0 | 0 | 0 | 0 | 0 | 0 | 0 | 0 | 0 | 0 | 0 | 0 | 0 | 0 | 0 | 0 | 0 | 0 | 0 | 0 | 0 | 0 | 0 | 0 | 0 | 0 | 0 | 0 | 0 | 0 | 0 | 0 | 0 | 0 | 0 | 0 | 0 | 0 | 0 | 0 | 0 | 0 | 0 | 0 | 0 | 0 | 0 | 0 | 0 | 0 | 0 | 0 | 0 | 0 | 0 | 0 | 0 | 0 | 0 | 0 | 0 | 0 | 0 | 0 | 0 | 0 | 0 | 0 | 0 | 0 | 0 | 0 | 0 | 0 | 0 | 0 | 0 | 0 | 0 | 0 | 0 | 0 | 0 | 0 | 0
FALSE | Select a Primary | 0 | 0 | 0 | 0 | 0 | 0 | 0 | 0 | 0 | 0 | 0 | 0 | 0 | 0 | 0 | 0 | 0 | 0 | 0 | 0 | 0 | 0 | 0 | 0 | 0 | 0 | 0 | 0 | 0 | 0 | 0 | 0 | 0 | 0 | 0 | 0 | 0 | 0 | 0 | 0 | 0 | 0 | 0 | 0 | 0 | 0 | 0 | 0 | 0 | 0 | 0 | 0 | 0 | 0 | 0 | 0 | 0 | 0 | 0 | 0 | 0 | 0 | 0 | 0 | 0 | 0 | 0 | 0 | 0 | 0 | 0 | 0 | 0 | 0 | 0 | 0 | 0 | 0 | 0 | 0 | 0 | 0 | 0 | 0 | 0 | 0 | 0 | 0 | 0 | 0 | 0 | 0 | 0 | 0 | 0 | 0 | 0 | 0 | 0 | 0 | 0 | 0 | 0 | 0 | 0 | 0 | 0 | 0 | 0 | 0 | 0 | 0 | 0 | 0 | 0 | 0 | 0 | 0 | 0 | 0 | 0 | 0 | 0 | 0 | 0 | 0 | 0 | 0 | 0 | 0 | 0 | 0 | 0 | 0 | 0 | 0 | 0 | 0 | 0 | 0 | 0 | 0 | 0 | 0 | 0 | 0 | 0 | 0 | 0 | 0 | 0 | 0 | 0 | 0 | 0 | 0 | 0 | 0 | 0 | 0 | 0 | 0 | 0 | 0
FALSE | Select a Primary | 0 | 0 | 0 | 0 | 0 | 0 | 0 | 0 | 0 | 0 | 0 | 0 | 0 | 0 | 0 | 0 | 0 | 0 | 0 | 0 | 0 | 0 | 0 | 0 | 0 | 0 | 0 | 0 | 0 | 0 | 0 | 0 | 0 | 0 | 0 | 0 | 0 | 0 | 0 | 0 | 0 | 0 | 0 | 0 | 0 | 0 | 0 | 0 | 0 | 0 | 0 | 0 | 0 | 0 | 0 | 0 | 0 | 0 | 0 | 0 | 0 | 0 | 0 | 0 | 0 | 0 | 0 | 0 | 0 | 0 | 0 | 0 | 0 | 0 | 0 | 0 | 0 | 0 | 0 | 0 | 0 | 0 | 0 | 0 | 0 | 0 | 0 | 0 | 0 | 0 | 0 | 0 | 0 | 0 | 0 | 0 | 0 | 0 | 0 | 0 | 0 | 0 | 0 | 0 | 0 | 0 | 0 | 0 | 0 | 0 | 0 | 0 | 0 | 0 | 0 | 0 | 0 | 0 | 0 | 0 | 0 | 0 | 0 | 0 | 0 | 0 | 0 | 0 | 0 | 0 | 0 | 0 | 0 | 0 | 0 | 0 | 0 | 0 | 0 | 0 | 0 | 0 | 0 | 0 | 0 | 0 | 0 | 0 | 0 | 0 | 0 | 0 | 0 | 0 | 0 | 0 | 0 | 0 | 0 | 0 | 0 | 0 | 0 | 0
FALSE | Select a Primary | 0 | 0 | 0 | 0 | 0 | 0 | 0 | 0 | 0 | 0 | 0 | 0 | 0 | 0 | 0 | 0 | 0 | 0 | 0 | 0 | 0 | 0 | 0 | 0 | 0 | 0 | 0 | 0 | 0 | 0 | 0 | 0 | 0 | 0 | 0 | 0 | 0 | 0 | 0 | 0 | 0 | 0 | 0 | 0 | 0 | 0 | 0 | 0 | 0 | 0 | 0 | 0 | 0 | 0 | 0 | 0 | 0 | 0 | 0 | 0 | 0 | 0 | 0 | 0 | 0 | 0 | 0 | 0 | 0 | 0 | 0 | 0 | 0 | 0 | 0 | 0 | 0 | 0 | 0 | 0 | 0 | 0 | 0 | 0 | 0 | 0 | 0 | 0 | 0 | 0 | 0 | 0 | 0 | 0 | 0 | 0 | 0 | 0 | 0 | 0 | 0 | 0 | 0 | 0 | 0 | 0 | 0 | 0 | 0 | 0 | 0 | 0 | 0 | 0 | 0 | 0 | 0 | 0 | 0 | 0 | 0 | 0 | 0 | 0 | 0 | 0 | 0 | 0 | 0 | 0 | 0 | 0 | 0 | 0 | 0 | 0 | 0 | 0 | 0 | 0 | 0 | 0 | 0 | 0 | 0 | 0 | 0 | 0 | 0 | 0 | 0 | 0 | 0 | 0 | 0 | 0 | 0 | 0 | 0 | 0 | 0 | 0 | 0 | 0
FALSE | Select a Primary | 0 | 0 | 0 | 0 | 0 | 0 | 0 | 0 | 0 | 0 | 0 | 0 | 0 | 0 | 0 | 0 | 0 | 0 | 0 | 0 | 0 | 0 | 0 | 0 | 0 | 0 | 0 | 0 | 0 | 0 | 0 | 0 | 0 | 0 | 0 | 0 | 0 | 0 | 0 | 0 | 0 | 0 | 0 | 0 | 0 | 0 | 0 | 0 | 0 | 0 | 0 | 0 | 0 | 0 | 0 | 0 | 0 | 0 | 0 | 0 | 0 | 0 | 0 | 0 | 0 | 0 | 0 | 0 | 0 | 0 | 0 | 0 | 0 | 0 | 0 | 0 | 0 | 0 | 0 | 0 | 0 | 0 | 0 | 0 | 0 | 0 | 0 | 0 | 0 | 0 | 0 | 0 | 0 | 0 | 0 | 0 | 0 | 0 | 0 | 0 | 0 | 0 | 0 | 0 | 0 | 0 | 0 | 0 | 0 | 0 | 0 | 0 | 0 | 0 | 0 | 0 | 0 | 0 | 0 | 0 | 0 | 0 | 0 | 0 | 0 | 0 | 0 | 0 | 0 | 0 | 0 | 0 | 0 | 0 | 0 | 0 | 0 | 0 | 0 | 0 | 0 | 0 | 0 | 0 | 0 | 0 | 0 | 0 | 0 | 0 | 0 | 0 | 0 | 0 | 0 | 0 | 0 | 0 | 0 | 0 | 0 | 0 | 0 | 0
FALSE | Select a Primary | 0 | 0 | 0 | 0 | 0 | 0 | 0 | 0 | 0 | 0 | 0 | 0 | 0 | 0 | 0 | 0 | 0 | 0 | 0 | 0 | 0 | 0 | 0 | 0 | 0 | 0 | 0 | 0 | 0 | 0 | 0 | 0 | 0 | 0 | 0 | 0 | 0 | 0 | 0 | 0 | 0 | 0 | 0 | 0 | 0 | 0 | 0 | 0 | 0 | 0 | 0 | 0 | 0 | 0 | 0 | 0 | 0 | 0 | 0 | 0 | 0 | 0 | 0 | 0 | 0 | 0 | 0 | 0 | 0 | 0 | 0 | 0 | 0 | 0 | 0 | 0 | 0 | 0 | 0 | 0 | 0 | 0 | 0 | 0 | 0 | 0 | 0 | 0 | 0 | 0 | 0 | 0 | 0 | 0 | 0 | 0 | 0 | 0 | 0 | 0 | 0 | 0 | 0 | 0 | 0 | 0 | 0 | 0 | 0 | 0 | 0 | 0 | 0 | 0 | 0 | 0 | 0 | 0 | 0 | 0 | 0 | 0 | 0 | 0 | 0 | 0 | 0 | 0 | 0 | 0 | 0 | 0 | 0 | 0 | 0 | 0 | 0 | 0 | 0 | 0 | 0 | 0 | 0 | 0 | 0 | 0 | 0 | 0 | 0 | 0 | 0 | 0 | 0 | 0 | 0 | 0 | 0 | 0 | 0 | 0 | 0 | 0 | 0 | 0
FALSE | Select a Primary | 0 | 0 | 0 | 0 | 0 | 0 | 0 | 0 | 0 | 0 | 0 | 0 | 0 | 0 | 0 | 0 | 0 | 0 | 0 | 0 | 0 | 0 | 0 | 0 | 0 | 0 | 0 | 0 | 0 | 0 | 0 | 0 | 0 | 0 | 0 | 0 | 0 | 0 | 0 | 0 | 0 | 0 | 0 | 0 | 0 | 0 | 0 | 0 | 0 | 0 | 0 | 0 | 0 | 0 | 0 | 0 | 0 | 0 | 0 | 0 | 0 | 0 | 0 | 0 | 0 | 0 | 0 | 0 | 0 | 0 | 0 | 0 | 0 | 0 | 0 | 0 | 0 | 0 | 0 | 0 | 0 | 0 | 0 | 0 | 0 | 0 | 0 | 0 | 0 | 0 | 0 | 0 | 0 | 0 | 0 | 0 | 0 | 0 | 0 | 0 | 0 | 0 | 0 | 0 | 0 | 0 | 0 | 0 | 0 | 0 | 0 | 0 | 0 | 0 | 0 | 0 | 0 | 0 | 0 | 0 | 0 | 0 | 0 | 0 | 0 | 0 | 0 | 0 | 0 | 0 | 0 | 0 | 0 | 0 | 0 | 0 | 0 | 0 | 0 | 0 | 0 | 0 | 0 | 0 | 0 | 0 | 0 | 0 | 0 | 0 | 0 | 0 | 0 | 0 | 0 | 0 | 0 | 0 | 0 | 0 | 0 | 0 | 0 | 0
FALSE | Select a Primary | 0 | 0 | 0 | 0 | 0 | 0 | 0 | 0 | 0 | 0 | 0 | 0 | 0 | 0 | 0 | 0 | 0 | 0 | 0 | 0 | 0 | 0 | 0 | 0 | 0 | 0 | 0 | 0 | 0 | 0 | 0 | 0 | 0 | 0 | 0 | 0 | 0 | 0 | 0 | 0 | 0 | 0 | 0 | 0 | 0 | 0 | 0 | 0 | 0 | 0 | 0 | 0 | 0 | 0 | 0 | 0 | 0 | 0 | 0 | 0 | 0 | 0 | 0 | 0 | 0 | 0 | 0 | 0 | 0 | 0 | 0 | 0 | 0 | 0 | 0 | 0 | 0 | 0 | 0 | 0 | 0 | 0 | 0 | 0 | 0 | 0 | 0 | 0 | 0 | 0 | 0 | 0 | 0 | 0 | 0 | 0 | 0 | 0 | 0 | 0 | 0 | 0 | 0 | 0 | 0 | 0 | 0 | 0 | 0 | 0 | 0 | 0 | 0 | 0 | 0 | 0 | 0 | 0 | 0 | 0 | 0 | 0 | 0 | 0 | 0 | 0 | 0 | 0 | 0 | 0 | 0 | 0 | 0 | 0 | 0 | 0 | 0 | 0 | 0 | 0 | 0 | 0 | 0 | 0 | 0 | 0 | 0 | 0 | 0 | 0 | 0 | 0 | 0 | 0 | 0 | 0 | 0 | 0 | 0 | 0 | 0 | 0 | 0 | 0
FALSE | Select a Primary | 0 | 0 | 0 | 0 | 0 | 0 | 0 | 0 | 0 | 0 | 0 | 0 | 0 | 0 | 0 | 0 | 0 | 0 | 0 | 0 | 0 | 0 | 0 | 0 | 0 | 0 | 0 | 0 | 0 | 0 | 0 | 0 | 0 | 0 | 0 | 0 | 0 | 0 | 0 | 0 | 0 | 0 | 0 | 0 | 0 | 0 | 0 | 0 | 0 | 0 | 0 | 0 | 0 | 0 | 0 | 0 | 0 | 0 | 0 | 0 | 0 | 0 | 0 | 0 | 0 | 0 | 0 | 0 | 0 | 0 | 0 | 0 | 0 | 0 | 0 | 0 | 0 | 0 | 0 | 0 | 0 | 0 | 0 | 0 | 0 | 0 | 0 | 0 | 0 | 0 | 0 | 0 | 0 | 0 | 0 | 0 | 0 | 0 | 0 | 0 | 0 | 0 | 0 | 0 | 0 | 0 | 0 | 0 | 0 | 0 | 0 | 0 | 0 | 0 | 0 | 0 | 0 | 0 | 0 | 0 | 0 | 0 | 0 | 0 | 0 | 0 | 0 | 0 | 0 | 0 | 0 | 0 | 0 | 0 | 0 | 0 | 0 | 0 | 0 | 0 | 0 | 0 | 0 | 0 | 0 | 0 | 0 | 0 | 0 | 0 | 0 | 0 | 0 | 0 | 0 | 0 | 0 | 0 | 0 | 0 | 0 | 0 | 0 | 0
FALSE | Select a Primary | 0 | 0 | 0 | 0 | 0 | 0 | 0 | 0 | 0 | 0 | 0 | 0 | 0 | 0 | 0 | 0 | 0 | 0 | 0 | 0 | 0 | 0 | 0 | 0 | 0 | 0 | 0 | 0 | 0 | 0 | 0 | 0 | 0 | 0 | 0 | 0 | 0 | 0 | 0 | 0 | 0 | 0 | 0 | 0 | 0 | 0 | 0 | 0 | 0 | 0 | 0 | 0 | 0 | 0 | 0 | 0 | 0 | 0 | 0 | 0 | 0 | 0 | 0 | 0 | 0 | 0 | 0 | 0 | 0 | 0 | 0 | 0 | 0 | 0 | 0 | 0 | 0 | 0 | 0 | 0 | 0 | 0 | 0 | 0 | 0 | 0 | 0 | 0 | 0 | 0 | 0 | 0 | 0 | 0 | 0 | 0 | 0 | 0 | 0 | 0 | 0 | 0 | 0 | 0 | 0 | 0 | 0 | 0 | 0 | 0 | 0 | 0 | 0 | 0 | 0 | 0 | 0 | 0 | 0 | 0 | 0 | 0 | 0 | 0 | 0 | 0 | 0 | 0 | 0 | 0 | 0 | 0 | 0 | 0 | 0 | 0 | 0 | 0 | 0 | 0 | 0 | 0 | 0 | 0 | 0 | 0 | 0 | 0 | 0 | 0 | 0 | 0 | 0 | 0 | 0 | 0 | 0 | 0 | 0 | 0 | 0 | 0 | 0 | 0
HP Domestic
| Central Outlook | 0 | 0 | 0 | 0 | 0 | 0 | 0 | 0 | 0 | 0 | 0 | 0 | 0 | 0 | 0 | 0 | 0 | 0 | 0 | 0 | 0 | 0 | 0 | 0 | 0 | 0 | 0 | 0 | 0 | 0 | 0 | 0
| Steady Progression | 0 | 0 | 0 | 0 | 0 | 0 | 0 | 0 | 0 | 0 | 0 | 0 | 0 | 0 | 0 | 0 | 0 | 0 | 0 | 0 | 0 | 0 | 0 | 0 | 0 | 0 | 0 | 0 | 0 | 0 | 0 | 0
| System Transformation | 0 | 0 | 0 | 0 | 0 | 0 | 0 | 0 | 0 | 0 | 0 | 0 | 0 | 0 | 0 | 0 | 0 | 0 | 0 | 0 | 0 | 0 | 0 | 0 | 0 | 0 | 0 | 0 | 0 | 0 | 0 | 0
| Consumer Transformation | 0 | 0 | 0 | 0 | 0 | 0 | 0 | 0 | 0 | 0 | 0 | 0 | 0 | 0 | 0 | 0 | 0 | 0 | 0 | 0 | 0 | 0 | 0 | 0 | 0 | 0 | 0 | 0 | 0 | 0 | 0 | 0
| Leading the Way | 0 | 0 | 0 | 0 | 0 | 0 | 0 | 0 | 0 | 0 | 0 | 0 | 0 | 0 | 0 | 0 | 0 | 0 | 0 | 0 | 0 | 0 | 0 | 0 | 0 | 0 | 0 | 0 | 0 | 0 | 0 | 0
| Year | 2020 | 2021 | 2022 | 2023 | 2024 | 2025 | 2026 | 2027 | 2028 | 2029 | 2030 | 2031 | 2032 | 2033 | 2034 | 2035 | 2036 | 2037 | 2038 | 2039 | 2040 | 2041 | 2042 | 2043 | 2044 | 2045 | 2046 | 2047 | 2048 | 2049 | 2050 | 2051
HP Non Domestic |  | 4 | 6 | 8 | 10 | 12 | 14 | 16 | 18 | 20 | 22 | 24 | 26 | 28 | 30 | 32 | 34 | 36 | 38 | 40 | 42 | 44 | 46 | 48 | 50 | 52 | 54 | 56 | 58 | 60 | 62 | 64 | 66 |  | 69 | 71 | 73 | 75 | 77 | 79 | 81 | 83 | 85 | 87 | 89 | 91 | 93 | 95 | 97 | 99 | 101 | 103 | 105 | 107 | 109 | 111 | 113 | 115 | 117 | 119 | 121 | 123 | 125 | 127 | 129 | 131 |  | 134 | 136 | 138 | 140 | 142 | 144 | 146 | 148 | 150 | 152 | 154 | 156 | 158 | 160 | 162 | 164 | 166 | 168 | 170 | 172 | 174 | 176 | 178 | 180 | 182 | 184 | 186 | 188 | 190 | 192 | 194 | 196 | 1 | 199 | 201 | 203 | 205 | 207 | 209 | 211 | 213 | 215 | 217 | 219 | 221 | 223 | 225 | 227 | 229 | 231 | 233 | 235 | 237 | 239 | 241 | 243 | 245 | 247 | 249 | 251 | 253 | 255 | 257 | 259 | 261 |  | 264 | 266 | 268 | 270 | 272 | 274 | 276 | 278 | 280 | 282 | 284 | 286 | 288 | 290 | 292 | 294 | 296 | 298 | 300 | 302 | 304 | 306 | 308 | 310 | 312 | 314 | 316 | 318 | 320 | 322 | 324 | 326
| Central Outlook | [32 empty] | Steady Progression | [32 empty] | System Transformation | 1: Consumer Transformation | Leading the Way
|  | 2020 | 2021 | 2022 | 2023 | 2024 | 2025 | 2026 | 2027 | 2028 | 2029 | 2030 | 2031 | 2032 | 2033 | 2034 | 2035 | 2036 | 2037 | 2038 | 2039 | 2040 | 2041 | 2042 | 2043 | 2044 | 2045 | 2046 | 2047 | 2048 | 2049 | 2050 | 2051 |  | 2020 | 2021 | 2022 | 2023 | 2024 | 2025 | 2026 | 2027 | 2028 | 2029 | 2030 | 2031 | 2032 | 2033 | 2034 | 2035 | 2036 | 2037 | 2038 | 2039 | 2040 | 2041 | 2042 | 2043 | 2044 | 2045 | 2046 | 2047 | 2048 | 2049 | 2050 | 2051 |  | 2020 | 2021 | 2022 | 2023 | 2024 | 2025 | 2026 | 2027 | 2028 | 2029 | 2030 | 2031 | 2032 | 2033 | 2034 | 2035 | 2036 | 2037 | 2038 | 2039 | 2040 | 2041 | 2042 | 2043 | 2044 | 2045 | 2046 | 2047 | 2048 | 2049 | 2050 | 2051 |  | 2020 | 2021 | 2022 | 2023 | 2024 | 2025 | 2026 | 2027 | 2028 | 2029 | 2030 | 2031 | 2032 | 2033 | 2034 | 2035 | 2036 | 2037 | 2038 | 2039 | 2040 | 2041 | 2042 | 2043 | 2044 | 2045 | 2046 | 2047 | 2048 | 2049 | 2050 | 2051 |  | 2020 | 2021 | 2022 | 2023 | 2024 | 2025 | 2026 | 2027 | 2028 | 2029 | 2030 | 2031 | 2032 | 2033 | 2034 | 2035 | 2036 | 2037 | 2038 | 2039 | 2040 | 2041 | 2042 | 2043 | 2044 | 2045 | 2046 | 2047 | 2048 | 2049 | 2050 | 2051
FALSE | Select a Primary | 0 | 0 | 0 | 0 | 0 | 0 | 0 | 0 | 0 | 0 | 0 | 0 | 0 | 0 | 0 | 0 | 0 | 0 | 0 | 0 | 0 | 0 | 0 | 0 | 0 | 0 | 0 | 0 | 0 | 0 | 0 | 0 | 0 | 0 | 0 | 0 | 0 | 0 | 0 | 0 | 0 | 0 | 0 | 0 | 0 | 0 | 0 | 0 | 0 | 0 | 0 | 0 | 0 | 0 | 0 | 0 | 0 | 0 | 0 | 0 | 0 | 0 | 0 | 0 | 0 | 0 | 0 | 0 | 0 | 0 | 0 | 0 | 0 | 0 | 0 | 0 | 0 | 0 | 0 | 0 | 0 | 0 | 0 | 0 | 0 | 0 | 0 | 0 | 0 | 0 | 0 | 0 | 0 | 0 | 0 | 0 | 0 | 0 | 0 | 0 | 0 | 0 | 0 | 0 | 0 | 0 | 0 | 0 | 0 | 0 | 0 | 0 | 0 | 0 | 0 | 0 | 0 | 0 | 0 | 0 | 0 | 0 | 0 | 0 | 0 | 0 | 0 | 0 | 0 | 0 | 0 | 0 | 0 | 0 | 0 | 0 | 0 | 0 | 0 | 0 | 0 | 0 | 0 | 0 | 0 | 0 | 0 | 0 | 0 | 0 | 0 | 0 | 0 | 0 | 0 | 0 | 0 | 0 | 0 | 0 | 0 | 0 | 0 | 0
FALSE | Select a Primary | 0 | 0 | 0 | 0 | 0 | 0 | 0 | 0 | 0 | 0 | 0 | 0 | 0 | 0 | 0 | 0 | 0 | 0 | 0 | 0 | 0 | 0 | 0 | 0 | 0 | 0 | 0 | 0 | 0 | 0 | 0 | 0 | 0 | 0 | 0 | 0 | 0 | 0 | 0 | 0 | 0 | 0 | 0 | 0 | 0 | 0 | 0 | 0 | 0 | 0 | 0 | 0 | 0 | 0 | 0 | 0 | 0 | 0 | 0 | 0 | 0 | 0 | 0 | 0 | 0 | 0 | 0 | 0 | 0 | 0 | 0 | 0 | 0 | 0 | 0 | 0 | 0 | 0 | 0 | 0 | 0 | 0 | 0 | 0 | 0 | 0 | 0 | 0 | 0 | 0 | 0 | 0 | 0 | 0 | 0 | 0 | 0 | 0 | 0 | 0 | 0 | 0 | 0 | 0 | 0 | 0 | 0 | 0 | 0 | 0 | 0 | 0 | 0 | 0 | 0 | 0 | 0 | 0 | 0 | 0 | 0 | 0 | 0 | 0 | 0 | 0 | 0 | 0 | 0 | 0 | 0 | 0 | 0 | 0 | 0 | 0 | 0 | 0 | 0 | 0 | 0 | 0 | 0 | 0 | 0 | 0 | 0 | 0 | 0 | 0 | 0 | 0 | 0 | 0 | 0 | 0 | 0 | 0 | 0 | 0 | 0 | 0 | 0 | 0
FALSE | Select a Primary | 0 | 0 | 0 | 0 | 0 | 0 | 0 | 0 | 0 | 0 | 0 | 0 | 0 | 0 | 0 | 0 | 0 | 0 | 0 | 0 | 0 | 0 | 0 | 0 | 0 | 0 | 0 | 0 | 0 | 0 | 0 | 0 | 0 | 0 | 0 | 0 | 0 | 0 | 0 | 0 | 0 | 0 | 0 | 0 | 0 | 0 | 0 | 0 | 0 | 0 | 0 | 0 | 0 | 0 | 0 | 0 | 0 | 0 | 0 | 0 | 0 | 0 | 0 | 0 | 0 | 0 | 0 | 0 | 0 | 0 | 0 | 0 | 0 | 0 | 0 | 0 | 0 | 0 | 0 | 0 | 0 | 0 | 0 | 0 | 0 | 0 | 0 | 0 | 0 | 0 | 0 | 0 | 0 | 0 | 0 | 0 | 0 | 0 | 0 | 0 | 0 | 0 | 0 | 0 | 0 | 0 | 0 | 0 | 0 | 0 | 0 | 0 | 0 | 0 | 0 | 0 | 0 | 0 | 0 | 0 | 0 | 0 | 0 | 0 | 0 | 0 | 0 | 0 | 0 | 0 | 0 | 0 | 0 | 0 | 0 | 0 | 0 | 0 | 0 | 0 | 0 | 0 | 0 | 0 | 0 | 0 | 0 | 0 | 0 | 0 | 0 | 0 | 0 | 0 | 0 | 0 | 0 | 0 | 0 | 0 | 0 | 0 | 0 | 0
FALSE | Select a Primary | 0 | 0 | 0 | 0 | 0 | 0 | 0 | 0 | 0 | 0 | 0 | 0 | 0 | 0 | 0 | 0 | 0 | 0 | 0 | 0 | 0 | 0 | 0 | 0 | 0 | 0 | 0 | 0 | 0 | 0 | 0 | 0 | 0 | 0 | 0 | 0 | 0 | 0 | 0 | 0 | 0 | 0 | 0 | 0 | 0 | 0 | 0 | 0 | 0 | 0 | 0 | 0 | 0 | 0 | 0 | 0 | 0 | 0 | 0 | 0 | 0 | 0 | 0 | 0 | 0 | 0 | 0 | 0 | 0 | 0 | 0 | 0 | 0 | 0 | 0 | 0 | 0 | 0 | 0 | 0 | 0 | 0 | 0 | 0 | 0 | 0 | 0 | 0 | 0 | 0 | 0 | 0 | 0 | 0 | 0 | 0 | 0 | 0 | 0 | 0 | 0 | 0 | 0 | 0 | 0 | 0 | 0 | 0 | 0 | 0 | 0 | 0 | 0 | 0 | 0 | 0 | 0 | 0 | 0 | 0 | 0 | 0 | 0 | 0 | 0 | 0 | 0 | 0 | 0 | 0 | 0 | 0 | 0 | 0 | 0 | 0 | 0 | 0 | 0 | 0 | 0 | 0 | 0 | 0 | 0 | 0 | 0 | 0 | 0 | 0 | 0 | 0 | 0 | 0 | 0 | 0 | 0 | 0 | 0 | 0 | 0 | 0 | 0 | 0
FALSE | Select a Primary | 0 | 0 | 0 | 0 | 0 | 0 | 0 | 0 | 0 | 0 | 0 | 0 | 0 | 0 | 0 | 0 | 0 | 0 | 0 | 0 | 0 | 0 | 0 | 0 | 0 | 0 | 0 | 0 | 0 | 0 | 0 | 0 | 0 | 0 | 0 | 0 | 0 | 0 | 0 | 0 | 0 | 0 | 0 | 0 | 0 | 0 | 0 | 0 | 0 | 0 | 0 | 0 | 0 | 0 | 0 | 0 | 0 | 0 | 0 | 0 | 0 | 0 | 0 | 0 | 0 | 0 | 0 | 0 | 0 | 0 | 0 | 0 | 0 | 0 | 0 | 0 | 0 | 0 | 0 | 0 | 0 | 0 | 0 | 0 | 0 | 0 | 0 | 0 | 0 | 0 | 0 | 0 | 0 | 0 | 0 | 0 | 0 | 0 | 0 | 0 | 0 | 0 | 0 | 0 | 0 | 0 | 0 | 0 | 0 | 0 | 0 | 0 | 0 | 0 | 0 | 0 | 0 | 0 | 0 | 0 | 0 | 0 | 0 | 0 | 0 | 0 | 0 | 0 | 0 | 0 | 0 | 0 | 0 | 0 | 0 | 0 | 0 | 0 | 0 | 0 | 0 | 0 | 0 | 0 | 0 | 0 | 0 | 0 | 0 | 0 | 0 | 0 | 0 | 0 | 0 | 0 | 0 | 0 | 0 | 0 | 0 | 0 | 0 | 0
FALSE | Select a Primary | 0 | 0 | 0 | 0 | 0 | 0 | 0 | 0 | 0 | 0 | 0 | 0 | 0 | 0 | 0 | 0 | 0 | 0 | 0 | 0 | 0 | 0 | 0 | 0 | 0 | 0 | 0 | 0 | 0 | 0 | 0 | 0 | 0 | 0 | 0 | 0 | 0 | 0 | 0 | 0 | 0 | 0 | 0 | 0 | 0 | 0 | 0 | 0 | 0 | 0 | 0 | 0 | 0 | 0 | 0 | 0 | 0 | 0 | 0 | 0 | 0 | 0 | 0 | 0 | 0 | 0 | 0 | 0 | 0 | 0 | 0 | 0 | 0 | 0 | 0 | 0 | 0 | 0 | 0 | 0 | 0 | 0 | 0 | 0 | 0 | 0 | 0 | 0 | 0 | 0 | 0 | 0 | 0 | 0 | 0 | 0 | 0 | 0 | 0 | 0 | 0 | 0 | 0 | 0 | 0 | 0 | 0 | 0 | 0 | 0 | 0 | 0 | 0 | 0 | 0 | 0 | 0 | 0 | 0 | 0 | 0 | 0 | 0 | 0 | 0 | 0 | 0 | 0 | 0 | 0 | 0 | 0 | 0 | 0 | 0 | 0 | 0 | 0 | 0 | 0 | 0 | 0 | 0 | 0 | 0 | 0 | 0 | 0 | 0 | 0 | 0 | 0 | 0 | 0 | 0 | 0 | 0 | 0 | 0 | 0 | 0 | 0 | 0 | 0
FALSE | Select a Primary | 0 | 0 | 0 | 0 | 0 | 0 | 0 | 0 | 0 | 0 | 0 | 0 | 0 | 0 | 0 | 0 | 0 | 0 | 0 | 0 | 0 | 0 | 0 | 0 | 0 | 0 | 0 | 0 | 0 | 0 | 0 | 0 | 0 | 0 | 0 | 0 | 0 | 0 | 0 | 0 | 0 | 0 | 0 | 0 | 0 | 0 | 0 | 0 | 0 | 0 | 0 | 0 | 0 | 0 | 0 | 0 | 0 | 0 | 0 | 0 | 0 | 0 | 0 | 0 | 0 | 0 | 0 | 0 | 0 | 0 | 0 | 0 | 0 | 0 | 0 | 0 | 0 | 0 | 0 | 0 | 0 | 0 | 0 | 0 | 0 | 0 | 0 | 0 | 0 | 0 | 0 | 0 | 0 | 0 | 0 | 0 | 0 | 0 | 0 | 0 | 0 | 0 | 0 | 0 | 0 | 0 | 0 | 0 | 0 | 0 | 0 | 0 | 0 | 0 | 0 | 0 | 0 | 0 | 0 | 0 | 0 | 0 | 0 | 0 | 0 | 0 | 0 | 0 | 0 | 0 | 0 | 0 | 0 | 0 | 0 | 0 | 0 | 0 | 0 | 0 | 0 | 0 | 0 | 0 | 0 | 0 | 0 | 0 | 0 | 0 | 0 | 0 | 0 | 0 | 0 | 0 | 0 | 0 | 0 | 0 | 0 | 0 | 0 | 0
FALSE | Select a Primary | 0 | 0 | 0 | 0 | 0 | 0 | 0 | 0 | 0 | 0 | 0 | 0 | 0 | 0 | 0 | 0 | 0 | 0 | 0 | 0 | 0 | 0 | 0 | 0 | 0 | 0 | 0 | 0 | 0 | 0 | 0 | 0 | 0 | 0 | 0 | 0 | 0 | 0 | 0 | 0 | 0 | 0 | 0 | 0 | 0 | 0 | 0 | 0 | 0 | 0 | 0 | 0 | 0 | 0 | 0 | 0 | 0 | 0 | 0 | 0 | 0 | 0 | 0 | 0 | 0 | 0 | 0 | 0 | 0 | 0 | 0 | 0 | 0 | 0 | 0 | 0 | 0 | 0 | 0 | 0 | 0 | 0 | 0 | 0 | 0 | 0 | 0 | 0 | 0 | 0 | 0 | 0 | 0 | 0 | 0 | 0 | 0 | 0 | 0 | 0 | 0 | 0 | 0 | 0 | 0 | 0 | 0 | 0 | 0 | 0 | 0 | 0 | 0 | 0 | 0 | 0 | 0 | 0 | 0 | 0 | 0 | 0 | 0 | 0 | 0 | 0 | 0 | 0 | 0 | 0 | 0 | 0 | 0 | 0 | 0 | 0 | 0 | 0 | 0 | 0 | 0 | 0 | 0 | 0 | 0 | 0 | 0 | 0 | 0 | 0 | 0 | 0 | 0 | 0 | 0 | 0 | 0 | 0 | 0 | 0 | 0 | 0 | 0 | 0
FALSE | Select a Primary | 0 | 0 | 0 | 0 | 0 | 0 | 0 | 0 | 0 | 0 | 0 | 0 | 0 | 0 | 0 | 0 | 0 | 0 | 0 | 0 | 0 | 0 | 0 | 0 | 0 | 0 | 0 | 0 | 0 | 0 | 0 | 0 | 0 | 0 | 0 | 0 | 0 | 0 | 0 | 0 | 0 | 0 | 0 | 0 | 0 | 0 | 0 | 0 | 0 | 0 | 0 | 0 | 0 | 0 | 0 | 0 | 0 | 0 | 0 | 0 | 0 | 0 | 0 | 0 | 0 | 0 | 0 | 0 | 0 | 0 | 0 | 0 | 0 | 0 | 0 | 0 | 0 | 0 | 0 | 0 | 0 | 0 | 0 | 0 | 0 | 0 | 0 | 0 | 0 | 0 | 0 | 0 | 0 | 0 | 0 | 0 | 0 | 0 | 0 | 0 | 0 | 0 | 0 | 0 | 0 | 0 | 0 | 0 | 0 | 0 | 0 | 0 | 0 | 0 | 0 | 0 | 0 | 0 | 0 | 0 | 0 | 0 | 0 | 0 | 0 | 0 | 0 | 0 | 0 | 0 | 0 | 0 | 0 | 0 | 0 | 0 | 0 | 0 | 0 | 0 | 0 | 0 | 0 | 0 | 0 | 0 | 0 | 0 | 0 | 0 | 0 | 0 | 0 | 0 | 0 | 0 | 0 | 0 | 0 | 0 | 0 | 0 | 0 | 0
FALSE | Select a Primary | 0 | 0 | 0 | 0 | 0 | 0 | 0 | 0 | 0 | 0 | 0 | 0 | 0 | 0 | 0 | 0 | 0 | 0 | 0 | 0 | 0 | 0 | 0 | 0 | 0 | 0 | 0 | 0 | 0 | 0 | 0 | 0 | 0 | 0 | 0 | 0 | 0 | 0 | 0 | 0 | 0 | 0 | 0 | 0 | 0 | 0 | 0 | 0 | 0 | 0 | 0 | 0 | 0 | 0 | 0 | 0 | 0 | 0 | 0 | 0 | 0 | 0 | 0 | 0 | 0 | 0 | 0 | 0 | 0 | 0 | 0 | 0 | 0 | 0 | 0 | 0 | 0 | 0 | 0 | 0 | 0 | 0 | 0 | 0 | 0 | 0 | 0 | 0 | 0 | 0 | 0 | 0 | 0 | 0 | 0 | 0 | 0 | 0 | 0 | 0 | 0 | 0 | 0 | 0 | 0 | 0 | 0 | 0 | 0 | 0 | 0 | 0 | 0 | 0 | 0 | 0 | 0 | 0 | 0 | 0 | 0 | 0 | 0 | 0 | 0 | 0 | 0 | 0 | 0 | 0 | 0 | 0 | 0 | 0 | 0 | 0 | 0 | 0 | 0 | 0 | 0 | 0 | 0 | 0 | 0 | 0 | 0 | 0 | 0 | 0 | 0 | 0 | 0 | 0 | 0 | 0 | 0 | 0 | 0 | 0 | 0 | 0 | 0 | 0
HP Non Domestic
| Central Outlook | 0 | 0 | 0 | 0 | 0 | 0 | 0 | 0 | 0 | 0 | 0 | 0 | 0 | 0 | 0 | 0 | 0 | 0 | 0 | 0 | 0 | 0 | 0 | 0 | 0 | 0 | 0 | 0 | 0 | 0 | 0 | 0
| Steady Progression | 0 | 0 | 0 | 0 | 0 | 0 | 0 | 0 | 0 | 0 | 0 | 0 | 0 | 0 | 0 | 0 | 0 | 0 | 0 | 0 | 0 | 0 | 0 | 0 | 0 | 0 | 0 | 0 | 0 | 0 | 0 | 0
| System Transformation | 0 | 0 | 0 | 0 | 0 | 0 | 0 | 0 | 0 | 0 | 0 | 0 | 0 | 0 | 0 | 0 | 0 | 0 | 0 | 0 | 0 | 0 | 0 | 0 | 0 | 0 | 0 | 0 | 0 | 0 | 0 | 0
| Consumer Transformation | 0 | 0 | 0 | 0 | 0 | 0 | 0 | 0 | 0 | 0 | 0 | 0 | 0 | 0 | 0 | 0 | 0 | 0 | 0 | 0 | 0 | 0 | 0 | 0 | 0 | 0 | 0 | 0 | 0 | 0 | 0 | 0
| Leading the Way | 0 | 0 | 0 | 0 | 0 | 0 | 0 | 0 | 0 | 0 | 0 | 0 | 0 | 0 | 0 | 0 | 0 | 0 | 0 | 0 | 0 | 0 | 0 | 0 | 0 | 0 | 0 | 0 | 0 | 0 | 0 | 0
| Year | 2020 | 2021 | 2022 | 2023 | 2024 | 2025 | 2026 | 2027 | 2028 | 2029 | 2030 | 2031 | 2032 | 2033 | 2034 | 2035 | 2036 | 2037 | 2038 | 2039 | 2040 | 2041 | 2042 | 2043 | 2044 | 2045 | 2046 | 2047 | 2048 | 2049 | 2050 | 2051
HP Total
| Central Outlook | 0 | 0 | 0 | 0 | 0 | 0 | 0 | 0 | 0 | 0 | 0 | 0 | 0 | 0 | 0 | 0 | 0 | 0 | 0 | 0 | 0 | 0 | 0 | 0 | 0 | 0 | 0 | 0 | 0 | 0 | 0 | 0
| Steady Progression | 0 | 0 | 0 | 0 | 0 | 0 | 0 | 0 | 0 | 0 | 0 | 0 | 0 | 0 | 0 | 0 | 0 | 0 | 0 | 0 | 0 | 0 | 0 | 0 | 0 | 0 | 0 | 0 | 0 | 0 | 0 | 0
| System Transformation | 0 | 0 | 0 | 0 | 0 | 0 | 0 | 0 | 0 | 0 | 0 | 0 | 0 | 0 | 0 | 0 | 0 | 0 | 0 | 0 | 0 | 0 | 0 | 0 | 0 | 0 | 0 | 0 | 0 | 0 | 0 | 0
| Consumer Transformation | 0 | 0 | 0 | 0 | 0 | 0 | 0 | 0 | 0 | 0 | 0 | 0 | 0 | 0 | 0 | 0 | 0 | 0 | 0 | 0 | 0 | 0 | 0 | 0 | 0 | 0 | 0 | 0 | 0 | 0 | 0 | 0
| Leading the Way | 0 | 0 | 0 | 0 | 0 | 0 | 0 | 0 | 0 | 0 | 0 | 0 | 0 | 0 | 0 | 0 | 0 | 0 | 0 | 0 | 0 | 0 | 0 | 0 | 0 | 0 | 0 | 0 | 0 | 0 | 0 | 0
| Year | 2020 | 2021 | 2022 | 2023 | 2024 | 2025 | 2026 | 2027 | 2028 | 2029 | 2030 | 2031 | 2032 | 2033 | 2034 | 2035 | 2036 | 2037 | 2038 | 2039 | 2040 | 2041 | 2042 | 2043 | 2044 | 2045 | 2046 | 2047 | 2048 | 2049 | 2050 | 2051

## Single_BSP_Chart_Data (hidden)
Select a BSP
| 3 | 4 | 5 | 6 | 7 | 8 | 9 | 10 | 11 | 12 | 13 | 14 | 15 | 16 | 17 | 18 | 19 | 20 | 21 | 22 | 23 | 24 | 25 | 26 | 27 | 28 | 29 | 30 | 31 | 32 | 33 | 34 | 35 | 36 | 37 | 38 | 39 | 40 | 41 | 42 | 43 | 44 | 45 | 46 | 47 | 48 | 49 | 50 | 51 | 52 | 53 | 54 | 55 | 56 | 57 | 58 | 59 | 60 | 61 | 62 | 63 | 64 | 65 | 66 | 67 | 68 | 69 | 70 | 71 | 72 | 73 | 74 | 75 | 76 | 77 | 78 | 79 | 80 | 81 | 82 | 83 | 84 | 85 | 86 | 87 | 88 | 89 | 90 | 91 | 92 | 93 | 94 | 95 | 96 | 97 | 98 | 99 | 100 | 101 | 102 | 103 | 104 | 105 | 106 | 107 | 108 | 109 | 110 | 111 | 112 | 113 | 114 | 115 | 116 | 117 | 118 | 119 | 120 | 121 | 122 | 123 | 124 | 125 | 126 | 127 | 128 | 129 | 130 | 131 | 132 | 133 | 134 | 135 | 136 | 137 | 138 | 139 | 140 | 141 | 142 | 143 | 144 | 145 | 146 | 147 | 148 | 149 | 150 | 151 | 152 | 153 | 154 | 155 | 156 | 157 | 158 | 159 | 160 | 161 | 162 | 163 | 164 | 165 | 166
Central Outlook | [32 empty] | Steady Progression | [32 empty] | System Transformation | [32 empty] | Consumer Transformation | [32 empty] | Leading the Way
| 2020 | 2021 | 2022 | 2023 | 2024 | 2025 | 2026 | 2027 | 2028 | 2029 | 2030 | 2031 | 2032 | 2033 | 2034 | 2035 | 2036 | 2037 | 2038 | 2039 | 2040 | 2041 | 2042 | 2043 | 2044 | 2045 | 2046 | 2047 | 2048 | 2049 | 2050 | 2051 |  | 2020 | 2021 | 2022 | 2023 | 2024 | 2025 | 2026 | 2027 | 2028 | 2029 | 2030 | 2031 | 2032 | 2033 | 2034 | 2035 | 2036 | 2037 | 2038 | 2039 | 2040 | 2041 | 2042 | 2043 | 2044 | 2045 | 2046 | 2047 | 2048 | 2049 | 2050 | 2051 |  | 2020 | 2021 | 2022 | 2023 | 2024 | 2025 | 2026 | 2027 | 2028 | 2029 | 2030 | 2031 | 2032 | 2033 | 2034 | 2035 | 2036 | 2037 | 2038 | 2039 | 2040 | 2041 | 2042 | 2043 | 2044 | 2045 | 2046 | 2047 | 2048 | 2049 | 2050 | 2051 |  | 2020 | 2021 | 2022 | 2023 | 2024 | 2025 | 2026 | 2027 | 2028 | 2029 | 2030 | 2031 | 2032 | 2033 | 2034 | 2035 | 2036 | 2037 | 2038 | 2039 | 2040 | 2041 | 2042 | 2043 | 2044 | 2045 | 2046 | 2047 | 2048 | 2049 | 2050 | 2051 |  | 2020 | 2021 | 2022 | 2023 | 2024 | 2025 | 2026 | 2027 | 2028 | 2029 | 2030 | 2031 | 2032 | 2033 | 2034 | 2035 | 2036 | 2037 | 2038 | 2039 | 2040 | 2041 | 2042 | 2043 | 2044 | 2045 | 2046 | 2047 | 2048 | 2049 | 2050 | 2051
| #N/A | #N/A | #N/A | #N/A | #N/A | #N/A | #N/A | #N/A | #N/A | #N/A | #N/A | #N/A | #N/A | #N/A | #N/A | #N/A | #N/A | #N/A | #N/A | #N/A | #N/A | #N/A | #N/A | #N/A | #N/A | #N/A | #N/A | #N/A | #N/A | #N/A | #N/A | #N/A | #N/A | #N/A | #N/A | #N/A | #N/A | #N/A | #N/A | #N/A | #N/A | #N/A | #N/A | #N/A | #N/A | #N/A | #N/A | #N/A | #N/A | #N/A | #N/A | #N/A | #N/A | #N/A | #N/A | #N/A | #N/A | #N/A | #N/A | #N/A | #N/A | #N/A | #N/A | #N/A | #N/A | #N/A | #N/A | #N/A | #N/A | #N/A | #N/A | #N/A | #N/A | #N/A | #N/A | #N/A | #N/A | #N/A | #N/A | #N/A | #N/A | #N/A | #N/A | #N/A | #N/A | #N/A | #N/A | #N/A | #N/A | #N/A | #N/A | #N/A | #N/A | #N/A | #N/A | #N/A | #N/A | #N/A | #N/A | #N/A | #N/A | #N/A | #N/A | #N/A | #N/A | #N/A | #N/A | #N/A | #N/A | #N/A | #N/A | #N/A | #N/A | #N/A | #N/A | #N/A | #N/A | #N/A | #N/A | #N/A | #N/A | #N/A | #N/A | #N/A | #N/A | #N/A | #N/A | #N/A | #N/A | #N/A | #N/A | #N/A | #N/A | #N/A | #N/A | #N/A | #N/A | #N/A | #N/A | #N/A | #N/A | #N/A | #N/A | #N/A | #N/A | #N/A | #N/A | #N/A | #N/A | #N/A | #N/A | #N/A | #N/A | #N/A | #N/A | #N/A | #N/A | #N/A | #N/A | #N/A | #N/A | #N/A | #N/A | #N/A
MAXIMUM
Central Outlook | #N/A | #N/A | #N/A | #N/A | #N/A | #N/A | #N/A | #N/A | #N/A | #N/A | #N/A | #N/A | #N/A | #N/A | #N/A | #N/A | #N/A | #N/A | #N/A | #N/A | #N/A | #N/A | #N/A | #N/A | #N/A | #N/A | #N/A | #N/A | #N/A | #N/A | #N/A | #N/A
Steady Progression | #N/A | #N/A | #N/A | #N/A | #N/A | #N/A | #N/A | #N/A | #N/A | #N/A | #N/A | #N/A | #N/A | #N/A | #N/A | #N/A | #N/A | #N/A | #N/A | #N/A | #N/A | #N/A | #N/A | #N/A | #N/A | #N/A | #N/A | #N/A | #N/A | #N/A | #N/A | #N/A
System Transformation | #N/A | #N/A | #N/A | #N/A | #N/A | #N/A | #N/A | #N/A | #N/A | #N/A | #N/A | #N/A | #N/A | #N/A | #N/A | #N/A | #N/A | #N/A | #N/A | #N/A | #N/A | #N/A | #N/A | #N/A | #N/A | #N/A | #N/A | #N/A | #N/A | #N/A | #N/A | #N/A
Consumer Transformation | #N/A | #N/A | #N/A | #N/A | #N/A | #N/A | #N/A | #N/A | #N/A | #N/A | #N/A | #N/A | #N/A | #N/A | #N/A | #N/A | #N/A | #N/A | #N/A | #N/A | #N/A | #N/A | #N/A | #N/A | #N/A | #N/A | #N/A | #N/A | #N/A | #N/A | #N/A | #N/A
Leading the Way | #N/A | #N/A | #N/A | #N/A | #N/A | #N/A | #N/A | #N/A | #N/A | #N/A | #N/A | #N/A | #N/A | #N/A | #N/A | #N/A | #N/A | #N/A | #N/A | #N/A | #N/A | #N/A | #N/A | #N/A | #N/A | #N/A | #N/A | #N/A | #N/A | #N/A | #N/A | #N/A
Year | 2020 | 2021 | 2022 | 2023 | 2024 | 2025 | 2026 | 2027 | 2028 | 2029 | 2030 | 2031 | 2032 | 2033 | 2034 | 2035 | 2036 | 2037 | 2038 | 2039 | 2040 | 2041 | 2042 | 2043 | 2044 | 2045 | 2046 | 2047 | 2048 | 2049 | 2050 | 2051
Central Outlook | [32 empty] | Steady Progression | [32 empty] | System Transformation | [32 empty] | Consumer Transformation | [32 empty] | Leading the Way
| 2020 | 2021 | 2022 | 2023 | 2024 | 2025 | 2026 | 2027 | 2028 | 2029 | 2030 | 2031 | 2032 | 2033 | 2034 | 2035 | 2036 | 2037 | 2038 | 2039 | 2040 | 2041 | 2042 | 2043 | 2044 | 2045 | 2046 | 2047 | 2048 | 2049 | 2050 | 2051 |  | 2020 | 2021 | 2022 | 2023 | 2024 | 2025 | 2026 | 2027 | 2028 | 2029 | 2030 | 2031 | 2032 | 2033 | 2034 | 2035 | 2036 | 2037 | 2038 | 2039 | 2040 | 2041 | 2042 | 2043 | 2044 | 2045 | 2046 | 2047 | 2048 | 2049 | 2050 | 2051 |  | 2020 | 2021 | 2022 | 2023 | 2024 | 2025 | 2026 | 2027 | 2028 | 2029 | 2030 | 2031 | 2032 | 2033 | 2034 | 2035 | 2036 | 2037 | 2038 | 2039 | 2040 | 2041 | 2042 | 2043 | 2044 | 2045 | 2046 | 2047 | 2048 | 2049 | 2050 | 2051 |  | 2020 | 2021 | 2022 | 2023 | 2024 | 2025 | 2026 | 2027 | 2028 | 2029 | 2030 | 2031 | 2032 | 2033 | 2034 | 2035 | 2036 | 2037 | 2038 | 2039 | 2040 | 2041 | 2042 | 2043 | 2044 | 2045 | 2046 | 2047 | 2048 | 2049 | 2050 | 2051 |  | 2020 | 2021 | 2022 | 2023 | 2024 | 2025 | 2026 | 2027 | 2028 | 2029 | 2030 | 2031 | 2032 | 2033 | 2034 | 2035 | 2036 | 2037 | 2038 | 2039 | 2040 | 2041 | 2042 | 2043 | 2044 | 2045 | 2046 | 2047 | 2048 | 2049 | 2050 | 2051
| #N/A | #N/A | #N/A | #N/A | #N/A | #N/A | #N/A | #N/A | #N/A | #N/A | #N/A | #N/A | #N/A | #N/A | #N/A | #N/A | #N/A | #N/A | #N/A | #N/A | #N/A | #N/A | #N/A | #N/A | #N/A | #N/A | #N/A | #N/A | #N/A | #N/A | #N/A | #N/A | #N/A | #N/A | #N/A | #N/A | #N/A | #N/A | #N/A | #N/A | #N/A | #N/A | #N/A | #N/A | #N/A | #N/A | #N/A | #N/A | #N/A | #N/A | #N/A | #N/A | #N/A | #N/A | #N/A | #N/A | #N/A | #N/A | #N/A | #N/A | #N/A | #N/A | #N/A | #N/A | #N/A | #N/A | #N/A | #N/A | #N/A | #N/A | #N/A | #N/A | #N/A | #N/A | #N/A | #N/A | #N/A | #N/A | #N/A | #N/A | #N/A | #N/A | #N/A | #N/A | #N/A | #N/A | #N/A | #N/A | #N/A | #N/A | #N/A | #N/A | #N/A | #N/A | #N/A | #N/A | #N/A | #N/A | #N/A | #N/A | #N/A | #N/A | #N/A | #N/A | #N/A | #N/A | #N/A | #N/A | #N/A | #N/A | #N/A | #N/A | #N/A | #N/A | #N/A | #N/A | #N/A | #N/A | #N/A | #N/A | #N/A | #N/A | #N/A | #N/A | #N/A | #N/A | #N/A | #N/A | #N/A | #N/A | #N/A | #N/A | #N/A | #N/A | #N/A | #N/A | #N/A | #N/A | #N/A | #N/A | #N/A | #N/A | #N/A | #N/A | #N/A | #N/A | #N/A | #N/A | #N/A | #N/A | #N/A | #N/A | #N/A | #N/A | #N/A | #N/A | #N/A | #N/A | #N/A | #N/A | #N/A | #N/A | #N/A | #N/A
MINIMUM
Central Outlook | #N/A | #N/A | #N/A | #N/A | #N/A | #N/A | #N/A | #N/A | #N/A | #N/A | #N/A | #N/A | #N/A | #N/A | #N/A | #N/A | #N/A | #N/A | #N/A | #N/A | #N/A | #N/A | #N/A | #N/A | #N/A | #N/A | #N/A | #N/A | #N/A | #N/A | #N/A | #N/A
Steady Progression | #N/A | #N/A | #N/A | #N/A | #N/A | #N/A | #N/A | #N/A | #N/A | #N/A | #N/A | #N/A | #N/A | #N/A | #N/A | #N/A | #N/A | #N/A | #N/A | #N/A | #N/A | #N/A | #N/A | #N/A | #N/A | #N/A | #N/A | #N/A | #N/A | #N/A | #N/A | #N/A
System Transformation | #N/A | #N/A | #N/A | #N/A | #N/A | #N/A | #N/A | #N/A | #N/A | #N/A | #N/A | #N/A | #N/A | #N/A | #N/A | #N/A | #N/A | #N/A | #N/A | #N/A | #N/A | #N/A | #N/A | #N/A | #N/A | #N/A | #N/A | #N/A | #N/A | #N/A | #N/A | #N/A
Consumer Transformation | #N/A | #N/A | #N/A | #N/A | #N/A | #N/A | #N/A | #N/A | #N/A | #N/A | #N/A | #N/A | #N/A | #N/A | #N/A | #N/A | #N/A | #N/A | #N/A | #N/A | #N/A | #N/A | #N/A | #N/A | #N/A | #N/A | #N/A | #N/A | #N/A | #N/A | #N/A | #N/A
Leading the Way | #N/A | #N/A | #N/A | #N/A | #N/A | #N/A | #N/A | #N/A | #N/A | #N/A | #N/A | #N/A | #N/A | #N/A | #N/A | #N/A | #N/A | #N/A | #N/A | #N/A | #N/A | #N/A | #N/A | #N/A | #N/A | #N/A | #N/A | #N/A | #N/A | #N/A | #N/A | #N/A
Year | 2020 | 2021 | 2022 | 2023 | 2024 | 2025 | 2026 | 2027 | 2028 | 2029 | 2030 | 2031 | 2032 | 2033 | 2034 | 2035 | 2036 | 2037 | 2038 | 2039 | 2040 | 2041 | 2042 | 2043 | 2044 | 2045 | 2046 | 2047 | 2048 | 2049 | 2050 | 2051
Central Outlook | [32 empty] | Steady Progression | [32 empty] | System Transformation | [32 empty] | Consumer Transformation | [32 empty] | Leading the Way
| 2020 | 2021 | 2022 | 2023 | 2024 | 2025 | 2026 | 2027 | 2028 | 2029 | 2030 | 2031 | 2032 | 2033 | 2034 | 2035 | 2036 | 2037 | 2038 | 2039 | 2040 | 2041 | 2042 | 2043 | 2044 | 2045 | 2046 | 2047 | 2048 | 2049 | 2050 | 2051 |  | 2020 | 2021 | 2022 | 2023 | 2024 | 2025 | 2026 | 2027 | 2028 | 2029 | 2030 | 2031 | 2032 | 2033 | 2034 | 2035 | 2036 | 2037 | 2038 | 2039 | 2040 | 2041 | 2042 | 2043 | 2044 | 2045 | 2046 | 2047 | 2048 | 2049 | 2050 | 2051 |  | 2020 | 2021 | 2022 | 2023 | 2024 | 2025 | 2026 | 2027 | 2028 | 2029 | 2030 | 2031 | 2032 | 2033 | 2034 | 2035 | 2036 | 2037 | 2038 | 2039 | 2040 | 2041 | 2042 | 2043 | 2044 | 2045 | 2046 | 2047 | 2048 | 2049 | 2050 | 2051 |  | 2020 | 2021 | 2022 | 2023 | 2024 | 2025 | 2026 | 2027 | 2028 | 2029 | 2030 | 2031 | 2032 | 2033 | 2034 | 2035 | 2036 | 2037 | 2038 | 2039 | 2040 | 2041 | 2042 | 2043 | 2044 | 2045 | 2046 | 2047 | 2048 | 2049 | 2050 | 2051 |  | 2020 | 2021 | 2022 | 2023 | 2024 | 2025 | 2026 | 2027 | 2028 | 2029 | 2030 | 2031 | 2032 | 2033 | 2034 | 2035 | 2036 | 2037 | 2038 | 2039 | 2040 | 2041 | 2042 | 2043 | 2044 | 2045 | 2046 | 2047 | 2048 | 2049 | 2050 | 2051
| #N/A | #N/A | #N/A | #N/A | #N/A | #N/A | #N/A | #N/A | #N/A | #N/A | #N/A | #N/A | #N/A | #N/A | #N/A | #N/A | #N/A | #N/A | #N/A | #N/A | #N/A | #N/A | #N/A | #N/A | #N/A | #N/A | #N/A | #N/A | #N/A | #N/A | #N/A | #N/A | #N/A | #N/A | #N/A | #N/A | #N/A | #N/A | #N/A | #N/A | #N/A | #N/A | #N/A | #N/A | #N/A | #N/A | #N/A | #N/A | #N/A | #N/A | #N/A | #N/A | #N/A | #N/A | #N/A | #N/A | #N/A | #N/A | #N/A | #N/A | #N/A | #N/A | #N/A | #N/A | #N/A | #N/A | #N/A | #N/A | #N/A | #N/A | #N/A | #N/A | #N/A | #N/A | #N/A | #N/A | #N/A | #N/A | #N/A | #N/A | #N/A | #N/A | #N/A | #N/A | #N/A | #N/A | #N/A | #N/A | #N/A | #N/A | #N/A | #N/A | #N/A | #N/A | #N/A | #N/A | #N/A | #N/A | #N/A | #N/A | #N/A | #N/A | #N/A | #N/A | #N/A | #N/A | #N/A | #N/A | #N/A | #N/A | #N/A | #N/A | #N/A | #N/A | #N/A | #N/A | #N/A | #N/A | #N/A | #N/A | #N/A | #N/A | #N/A | #N/A | #N/A | #N/A | #N/A | #N/A | #N/A | #N/A | #N/A | #N/A | #N/A | #N/A | #N/A | #N/A | #N/A | #N/A | #N/A | #N/A | #N/A | #N/A | #N/A | #N/A | #N/A | #N/A | #N/A | #N/A | #N/A | #N/A | #N/A | #N/A | #N/A | #N/A | #N/A | #N/A | #N/A | #N/A | #N/A | #N/A | #N/A | #N/A | #N/A | #N/A
DG
Central Outlook | #N/A | #N/A | #N/A | #N/A | #N/A | #N/A | #N/A | #N/A | #N/A | #N/A | #N/A | #N/A | #N/A | #N/A | #N/A | #N/A | #N/A | #N/A | #N/A | #N/A | #N/A | #N/A | #N/A | #N/A | #N/A | #N/A | #N/A | #N/A | #N/A | #N/A | #N/A | #N/A
Steady Progression | #N/A | #N/A | #N/A | #N/A | #N/A | #N/A | #N/A | #N/A | #N/A | #N/A | #N/A | #N/A | #N/A | #N/A | #N/A | #N/A | #N/A | #N/A | #N/A | #N/A | #N/A | #N/A | #N/A | #N/A | #N/A | #N/A | #N/A | #N/A | #N/A | #N/A | #N/A | #N/A
System Transformation | #N/A | #N/A | #N/A | #N/A | #N/A | #N/A | #N/A | #N/A | #N/A | #N/A | #N/A | #N/A | #N/A | #N/A | #N/A | #N/A | #N/A | #N/A | #N/A | #N/A | #N/A | #N/A | #N/A | #N/A | #N/A | #N/A | #N/A | #N/A | #N/A | #N/A | #N/A | #N/A
Consumer Transformation | #N/A | #N/A | #N/A | #N/A | #N/A | #N/A | #N/A | #N/A | #N/A | #N/A | #N/A | #N/A | #N/A | #N/A | #N/A | #N/A | #N/A | #N/A | #N/A | #N/A | #N/A | #N/A | #N/A | #N/A | #N/A | #N/A | #N/A | #N/A | #N/A | #N/A | #N/A | #N/A
Leading the Way | #N/A | #N/A | #N/A | #N/A | #N/A | #N/A | #N/A | #N/A | #N/A | #N/A | #N/A | #N/A | #N/A | #N/A | #N/A | #N/A | #N/A | #N/A | #N/A | #N/A | #N/A | #N/A | #N/A | #N/A | #N/A | #N/A | #N/A | #N/A | #N/A | #N/A | #N/A | #N/A
Year | 2020 | 2021 | 2022 | 2023 | 2024 | 2025 | 2026 | 2027 | 2028 | 2029 | 2030 | 2031 | 2032 | 2033 | 2034 | 2035 | 2036 | 2037 | 2038 | 2039 | 2040 | 2041 | 2042 | 2043 | 2044 | 2045 | 2046 | 2047 | 2048 | 2049 | 2050 | 2051
Central Outlook | [32 empty] | Steady Progression | [32 empty] | System Transformation | [32 empty] | Consumer Transformation | [32 empty] | Leading the Way
| 2020 | 2021 | 2022 | 2023 | 2024 | 2025 | 2026 | 2027 | 2028 | 2029 | 2030 | 2031 | 2032 | 2033 | 2034 | 2035 | 2036 | 2037 | 2038 | 2039 | 2040 | 2041 | 2042 | 2043 | 2044 | 2045 | 2046 | 2047 | 2048 | 2049 | 2050 | 2051 |  | 2020 | 2021 | 2022 | 2023 | 2024 | 2025 | 2026 | 2027 | 2028 | 2029 | 2030 | 2031 | 2032 | 2033 | 2034 | 2035 | 2036 | 2037 | 2038 | 2039 | 2040 | 2041 | 2042 | 2043 | 2044 | 2045 | 2046 | 2047 | 2048 | 2049 | 2050 | 2051 |  | 2020 | 2021 | 2022 | 2023 | 2024 | 2025 | 2026 | 2027 | 2028 | 2029 | 2030 | 2031 | 2032 | 2033 | 2034 | 2035 | 2036 | 2037 | 2038 | 2039 | 2040 | 2041 | 2042 | 2043 | 2044 | 2045 | 2046 | 2047 | 2048 | 2049 | 2050 | 2051 |  | 2020 | 2021 | 2022 | 2023 | 2024 | 2025 | 2026 | 2027 | 2028 | 2029 | 2030 | 2031 | 2032 | 2033 | 2034 | 2035 | 2036 | 2037 | 2038 | 2039 | 2040 | 2041 | 2042 | 2043 | 2044 | 2045 | 2046 | 2047 | 2048 | 2049 | 2050 | 2051 |  | 2020 | 2021 | 2022 | 2023 | 2024 | 2025 | 2026 | 2027 | 2028 | 2029 | 2030 | 2031 | 2032 | 2033 | 2034 | 2035 | 2036 | 2037 | 2038 | 2039 | 2040 | 2041 | 2042 | 2043 | 2044 | 2045 | 2046 | 2047 | 2048 | 2049 | 2050 | 2051
| #N/A | #N/A | #N/A | #N/A | #N/A | #N/A | #N/A | #N/A | #N/A | #N/A | #N/A | #N/A | #N/A | #N/A | #N/A | #N/A | #N/A | #N/A | #N/A | #N/A | #N/A | #N/A | #N/A | #N/A | #N/A | #N/A | #N/A | #N/A | #N/A | #N/A | #N/A | #N/A | #N/A | #N/A | #N/A | #N/A | #N/A | #N/A | #N/A | #N/A | #N/A | #N/A | #N/A | #N/A | #N/A | #N/A | #N/A | #N/A | #N/A | #N/A | #N/A | #N/A | #N/A | #N/A | #N/A | #N/A | #N/A | #N/A | #N/A | #N/A | #N/A | #N/A | #N/A | #N/A | #N/A | #N/A | #N/A | #N/A | #N/A | #N/A | #N/A | #N/A | #N/A | #N/A | #N/A | #N/A | #N/A | #N/A | #N/A | #N/A | #N/A | #N/A | #N/A | #N/A | #N/A | #N/A | #N/A | #N/A | #N/A | #N/A | #N/A | #N/A | #N/A | #N/A | #N/A | #N/A | #N/A | #N/A | #N/A | #N/A | #N/A | #N/A | #N/A | #N/A | #N/A | #N/A | #N/A | #N/A | #N/A | #N/A | #N/A | #N/A | #N/A | #N/A | #N/A | #N/A | #N/A | #N/A | #N/A | #N/A | #N/A | #N/A | #N/A | #N/A | #N/A | #N/A | #N/A | #N/A | #N/A | #N/A | #N/A | #N/A | #N/A | #N/A | #N/A | #N/A | #N/A | #N/A | #N/A | #N/A | #N/A | #N/A | #N/A | #N/A | #N/A | #N/A | #N/A | #N/A | #N/A | #N/A | #N/A | #N/A | #N/A | #N/A | #N/A | #N/A | #N/A | #N/A | #N/A | #N/A | #N/A | #N/A | #N/A | #N/A
STORAGE
Central Outlook | #N/A | #N/A | #N/A | #N/A | #N/A | #N/A | #N/A | #N/A | #N/A | #N/A | #N/A | #N/A | #N/A | #N/A | #N/A | #N/A | #N/A | #N/A | #N/A | #N/A | #N/A | #N/A | #N/A | #N/A | #N/A | #N/A | #N/A | #N/A | #N/A | #N/A | #N/A | #N/A
Steady Progression | #N/A | #N/A | #N/A | #N/A | #N/A | #N/A | #N/A | #N/A | #N/A | #N/A | #N/A | #N/A | #N/A | #N/A | #N/A | #N/A | #N/A | #N/A | #N/A | #N/A | #N/A | #N/A | #N/A | #N/A | #N/A | #N/A | #N/A | #N/A | #N/A | #N/A | #N/A | #N/A
System Transformation | #N/A | #N/A | #N/A | #N/A | #N/A | #N/A | #N/A | #N/A | #N/A | #N/A | #N/A | #N/A | #N/A | #N/A | #N/A | #N/A | #N/A | #N/A | #N/A | #N/A | #N/A | #N/A | #N/A | #N/A | #N/A | #N/A | #N/A | #N/A | #N/A | #N/A | #N/A | #N/A
Consumer Transformation | #N/A | #N/A | #N/A | #N/A | #N/A | #N/A | #N/A | #N/A | #N/A | #N/A | #N/A | #N/A | #N/A | #N/A | #N/A | #N/A | #N/A | #N/A | #N/A | #N/A | #N/A | #N/A | #N/A | #N/A | #N/A | #N/A | #N/A | #N/A | #N/A | #N/A | #N/A | #N/A
Leading the Way | #N/A | #N/A | #N/A | #N/A | #N/A | #N/A | #N/A | #N/A | #N/A | #N/A | #N/A | #N/A | #N/A | #N/A | #N/A | #N/A | #N/A | #N/A | #N/A | #N/A | #N/A | #N/A | #N/A | #N/A | #N/A | #N/A | #N/A | #N/A | #N/A | #N/A | #N/A | #N/A
Year | 2020 | 2021 | 2022 | 2023 | 2024 | 2025 | 2026 | 2027 | 2028 | 2029 | 2030 | 2031 | 2032 | 2033 | 2034 | 2035 | 2036 | 2037 | 2038 | 2039 | 2040 | 2041 | 2042 | 2043 | 2044 | 2045 | 2046 | 2047 | 2048 | 2049 | 2050 | 2051
Central Outlook | [32 empty] | Steady Progression | [32 empty] | System Transformation | [32 empty] | Consumer Transformation | [32 empty] | Leading the Way
| 2020 | 2021 | 2022 | 2023 | 2024 | 2025 | 2026 | 2027 | 2028 | 2029 | 2030 | 2031 | 2032 | 2033 | 2034 | 2035 | 2036 | 2037 | 2038 | 2039 | 2040 | 2041 | 2042 | 2043 | 2044 | 2045 | 2046 | 2047 | 2048 | 2049 | 2050 | 2051 |  | 2020 | 2021 | 2022 | 2023 | 2024 | 2025 | 2026 | 2027 | 2028 | 2029 | 2030 | 2031 | 2032 | 2033 | 2034 | 2035 | 2036 | 2037 | 2038 | 2039 | 2040 | 2041 | 2042 | 2043 | 2044 | 2045 | 2046 | 2047 | 2048 | 2049 | 2050 | 2051 |  | 2020 | 2021 | 2022 | 2023 | 2024 | 2025 | 2026 | 2027 | 2028 | 2029 | 2030 | 2031 | 2032 | 2033 | 2034 | 2035 | 2036 | 2037 | 2038 | 2039 | 2040 | 2041 | 2042 | 2043 | 2044 | 2045 | 2046 | 2047 | 2048 | 2049 | 2050 | 2051 |  | 2020 | 2021 | 2022 | 2023 | 2024 | 2025 | 2026 | 2027 | 2028 | 2029 | 2030 | 2031 | 2032 | 2033 | 2034 | 2035 | 2036 | 2037 | 2038 | 2039 | 2040 | 2041 | 2042 | 2043 | 2044 | 2045 | 2046 | 2047 | 2048 | 2049 | 2050 | 2051 |  | 2020 | 2021 | 2022 | 2023 | 2024 | 2025 | 2026 | 2027 | 2028 | 2029 | 2030 | 2031 | 2032 | 2033 | 2034 | 2035 | 2036 | 2037 | 2038 | 2039 | 2040 | 2041 | 2042 | 2043 | 2044 | 2045 | 2046 | 2047 | 2048 | 2049 | 2050 | 2051
| #N/A | #N/A | #N/A | #N/A | #N/A | #N/A | #N/A | #N/A | #N/A | #N/A | #N/A | #N/A | #N/A | #N/A | #N/A | #N/A | #N/A | #N/A | #N/A | #N/A | #N/A | #N/A | #N/A | #N/A | #N/A | #N/A | #N/A | #N/A | #N/A | #N/A | #N/A | #N/A | #N/A | #N/A | #N/A | #N/A | #N/A | #N/A | #N/A | #N/A | #N/A | #N/A | #N/A | #N/A | #N/A | #N/A | #N/A | #N/A | #N/A | #N/A | #N/A | #N/A | #N/A | #N/A | #N/A | #N/A | #N/A | #N/A | #N/A | #N/A | #N/A | #N/A | #N/A | #N/A | #N/A | #N/A | #N/A | #N/A | #N/A | #N/A | #N/A | #N/A | #N/A | #N/A | #N/A | #N/A | #N/A | #N/A | #N/A | #N/A | #N/A | #N/A | #N/A | #N/A | #N/A | #N/A | #N/A | #N/A | #N/A | #N/A | #N/A | #N/A | #N/A | #N/A | #N/A | #N/A | #N/A | #N/A | #N/A | #N/A | #N/A | #N/A | #N/A | #N/A | #N/A | #N/A | #N/A | #N/A | #N/A | #N/A | #N/A | #N/A | #N/A | #N/A | #N/A | #N/A | #N/A | #N/A | #N/A | #N/A | #N/A | #N/A | #N/A | #N/A | #N/A | #N/A | #N/A | #N/A | #N/A | #N/A | #N/A | #N/A | #N/A | #N/A | #N/A | #N/A | #N/A | #N/A | #N/A | #N/A | #N/A | #N/A | #N/A | #N/A | #N/A | #N/A | #N/A | #N/A | #N/A | #N/A | #N/A | #N/A | #N/A | #N/A | #N/A | #N/A | #N/A | #N/A | #N/A | #N/A | #N/A | #N/A | #N/A | #N/A
EV
Central Outlook | #N/A | #N/A | #N/A | #N/A | #N/A | #N/A | #N/A | #N/A | #N/A | #N/A | #N/A | #N/A | #N/A | #N/A | #N/A | #N/A | #N/A | #N/A | #N/A | #N/A | #N/A | #N/A | #N/A | #N/A | #N/A | #N/A | #N/A | #N/A | #N/A | #N/A | #N/A | #N/A
Steady Progression | #N/A | #N/A | #N/A | #N/A | #N/A | #N/A | #N/A | #N/A | #N/A | #N/A | #N/A | #N/A | #N/A | #N/A | #N/A | #N/A | #N/A | #N/A | #N/A | #N/A | #N/A | #N/A | #N/A | #N/A | #N/A | #N/A | #N/A | #N/A | #N/A | #N/A | #N/A | #N/A
System Transformation | #N/A | #N/A | #N/A | #N/A | #N/A | #N/A | #N/A | #N/A | #N/A | #N/A | #N/A | #N/A | #N/A | #N/A | #N/A | #N/A | #N/A | #N/A | #N/A | #N/A | #N/A | #N/A | #N/A | #N/A | #N/A | #N/A | #N/A | #N/A | #N/A | #N/A | #N/A | #N/A
Consumer Transformation | #N/A | #N/A | #N/A | #N/A | #N/A | #N/A | #N/A | #N/A | #N/A | #N/A | #N/A | #N/A | #N/A | #N/A | #N/A | #N/A | #N/A | #N/A | #N/A | #N/A | #N/A | #N/A | #N/A | #N/A | #N/A | #N/A | #N/A | #N/A | #N/A | #N/A | #N/A | #N/A
Leading the Way | #N/A | #N/A | #N/A | #N/A | #N/A | #N/A | #N/A | #N/A | #N/A | #N/A | #N/A | #N/A | #N/A | #N/A | #N/A | #N/A | #N/A | #N/A | #N/A | #N/A | #N/A | #N/A | #N/A | #N/A | #N/A | #N/A | #N/A | #N/A | #N/A | #N/A | #N/A | #N/A
Year | 2020 | 2021 | 2022 | 2023 | 2024 | 2025 | 2026 | 2027 | 2028 | 2029 | 2030 | 2031 | 2032 | 2033 | 2034 | 2035 | 2036 | 2037 | 2038 | 2039 | 2040 | 2041 | 2042 | 2043 | 2044 | 2045 | 2046 | 2047 | 2048 | 2049 | 2050 | 2051
HP
Domestic | 3 | 5 | 7 | 9 | 11 | 13 | 15 | 17 | 19 | 21 | 23 | 25 | 27 | 29 | 31 | 33 | 35 | 37 | 39 | 41 | 43 | 45 | 47 | 49 | 51 | 53 | 55 | 57 | 59 | 61 | 63 | 65 |  | 68 | 70 | 72 | 74 | 76 | 78 | 80 | 82 | 84 | 86 | 88 | 90 | 92 | 94 | 96 | 98 | 100 | 102 | 104 | 106 | 108 | 110 | 112 | 114 | 116 | 118 | 120 | 122 | 124 | 126 | 128 | 130 |  | 133 | 135 | 137 | 139 | 141 | 143 | 145 | 147 | 149 | 151 | 153 | 155 | 157 | 159 | 161 | 163 | 165 | 167 | 169 | 171 | 173 | 175 | 177 | 179 | 181 | 183 | 185 | 187 | 189 | 191 | 193 | 195 |  | 198 | 200 | 202 | 204 | 206 | 208 | 210 | 212 | 214 | 216 | 218 | 220 | 222 | 224 | 226 | 228 | 230 | 232 | 234 | 236 | 238 | 240 | 242 | 244 | 246 | 248 | 250 | 252 | 254 | 256 | 258 | 260 |  | 263 | 265 | 267 | 269 | 271 | 273 | 275 | 277 | 279 | 281 | 283 | 285 | 287 | 289 | 291 | 293 | 295 | 297 | 299 | 301 | 303 | 305 | 307 | 309 | 311 | 313 | 315 | 317 | 319 | 321 | 323 | 325
Central Outlook | [32 empty] | Steady Progression | [32 empty] | System Transformation | [32 empty] | Consumer Transformation | [32 empty] | Leading the Way
| 2020 | 2021 | 2022 | 2023 | 2024 | 2025 | 2026 | 2027 | 2028 | 2029 | 2030 | 2031 | 2032 | 2033 | 2034 | 2035 | 2036 | 2037 | 2038 | 2039 | 2040 | 2041 | 2042 | 2043 | 2044 | 2045 | 2046 | 2047 | 2048 | 2049 | 2050 | 2051 |  | 2020 | 2021 | 2022 | 2023 | 2024 | 2025 | 2026 | 2027 | 2028 | 2029 | 2030 | 2031 | 2032 | 2033 | 2034 | 2035 | 2036 | 2037 | 2038 | 2039 | 2040 | 2041 | 2042 | 2043 | 2044 | 2045 | 2046 | 2047 | 2048 | 2049 | 2050 | 2051 |  | 2020 | 2021 | 2022 | 2023 | 2024 | 2025 | 2026 | 2027 | 2028 | 2029 | 2030 | 2031 | 2032 | 2033 | 2034 | 2035 | 2036 | 2037 | 2038 | 2039 | 2040 | 2041 | 2042 | 2043 | 2044 | 2045 | 2046 | 2047 | 2048 | 2049 | 2050 | 2051 |  | 2020 | 2021 | 2022 | 2023 | 2024 | 2025 | 2026 | 2027 | 2028 | 2029 | 2030 | 2031 | 2032 | 2033 | 2034 | 2035 | 2036 | 2037 | 2038 | 2039 | 2040 | 2041 | 2042 | 2043 | 2044 | 2045 | 2046 | 2047 | 2048 | 2049 | 2050 | 2051 |  | 2020 | 2021 | 2022 | 2023 | 2024 | 2025 | 2026 | 2027 | 2028 | 2029 | 2030 | 2031 | 2032 | 2033 | 2034 | 2035 | 2036 | 2037 | 2038 | 2039 | 2040 | 2041 | 2042 | 2043 | 2044 | 2045 | 2046 | 2047 | 2048 | 2049 | 2050 | 2051
| #N/A | #N/A | #N/A | #N/A | #N/A | #N/A | #N/A | #N/A | #N/A | #N/A | #N/A | #N/A | #N/A | #N/A | #N/A | #N/A | #N/A | #N/A | #N/A | #N/A | #N/A | #N/A | #N/A | #N/A | #N/A | #N/A | #N/A | #N/A | #N/A | #N/A | #N/A | #N/A | #VALUE! | #N/A | #N/A | #N/A | #N/A | #N/A | #N/A | #N/A | #N/A | #N/A | #N/A | #N/A | #N/A | #N/A | #N/A | #N/A | #N/A | #N/A | #N/A | #N/A | #N/A | #N/A | #N/A | #N/A | #N/A | #N/A | #N/A | #N/A | #N/A | #N/A | #N/A | #N/A | #N/A | #VALUE! | #N/A | #N/A | #N/A | #N/A | #N/A | #N/A | #N/A | #N/A | #N/A | #N/A | #N/A | #N/A | #N/A | #N/A | #N/A | #N/A | #N/A | #N/A | #N/A | #N/A | #N/A | #N/A | #N/A | #N/A | #N/A | #N/A | #N/A | #N/A | #N/A | #N/A | #N/A | #N/A | #VALUE! | #N/A | #N/A | #N/A | #N/A | #N/A | #N/A | #N/A | #N/A | #N/A | #N/A | #N/A | #N/A | #N/A | #N/A | #N/A | #N/A | #N/A | #N/A | #N/A | #N/A | #N/A | #N/A | #N/A | #N/A | #N/A | #N/A | #N/A | #N/A | #N/A | #N/A | #N/A | #N/A | #VALUE! | #N/A | #N/A | #N/A | #N/A | #N/A | #N/A | #N/A | #N/A | #N/A | #N/A | #N/A | #N/A | #N/A | #N/A | #N/A | #N/A | #N/A | #N/A | #N/A | #N/A | #N/A | #N/A | #N/A | #N/A | #N/A | #N/A | #N/A | #N/A | #N/A | #N/A | #N/A | #N/A
NO HP - Domestic
Central Outlook | #N/A | #N/A | #N/A | #N/A | #N/A | #N/A | #N/A | #N/A | #N/A | #N/A | #N/A | #N/A | #N/A | #N/A | #N/A | #N/A | #N/A | #N/A | #N/A | #N/A | #N/A | #N/A | #N/A | #N/A | #N/A | #N/A | #N/A | #N/A | #N/A | #N/A | #N/A | #N/A
Steady Progression | #N/A | #N/A | #N/A | #N/A | #N/A | #N/A | #N/A | #N/A | #N/A | #N/A | #N/A | #N/A | #N/A | #N/A | #N/A | #N/A | #N/A | #N/A | #N/A | #N/A | #N/A | #N/A | #N/A | #N/A | #N/A | #N/A | #N/A | #N/A | #N/A | #N/A | #N/A | #N/A
System Transformation | #N/A | #N/A | #N/A | #N/A | #N/A | #N/A | #N/A | #N/A | #N/A | #N/A | #N/A | #N/A | #N/A | #N/A | #N/A | #N/A | #N/A | #N/A | #N/A | #N/A | #N/A | #N/A | #N/A | #N/A | #N/A | #N/A | #N/A | #N/A | #N/A | #N/A | #N/A | #N/A
Consumer Transformation | #N/A | #N/A | #N/A | #N/A | #N/A | #N/A | #N/A | #N/A | #N/A | #N/A | #N/A | #N/A | #N/A | #N/A | #N/A | #N/A | #N/A | #N/A | #N/A | #N/A | #N/A | #N/A | #N/A | #N/A | #N/A | #N/A | #N/A | #N/A | #N/A | #N/A | #N/A | #N/A
Leading the Way | #N/A | #N/A | #N/A | #N/A | #N/A | #N/A | #N/A | #N/A | #N/A | #N/A | #N/A | #N/A | #N/A | #N/A | #N/A | #N/A | #N/A | #N/A | #N/A | #N/A | #N/A | #N/A | #N/A | #N/A | #N/A | #N/A | #N/A | #N/A | #N/A | #N/A | #N/A | #N/A
Year | 2020 | 2021 | 2022 | 2023 | 2024 | 2025 | 2026 | 2027 | 2028 | 2029 | 2030 | 2031 | 2032 | 2033 | 2034 | 2035 | 2036 | 2037 | 2038 | 2039 | 2040 | 2041 | 2042 | 2043 | 2044 | 2045 | 2046 | 2047 | 2048 | 2049 | 2050 | 2051
Non Domestic | 4 | 6 | 8 | 10 | 12 | 14 | 16 | 18 | 20 | 22 | 24 | 26 | 28 | 30 | 32 | 34 | 36 | 38 | 40 | 42 | 44 | 46 | 48 | 50 | 52 | 54 | 56 | 58 | 60 | 62 | 64 | 66 |  | 69 | 71 | 73 | 75 | 77 | 79 | 81 | 83 | 85 | 87 | 89 | 91 | 93 | 95 | 97 | 99 | 101 | 103 | 105 | 107 | 109 | 111 | 113 | 115 | 117 | 119 | 121 | 123 | 125 | 127 | 129 | 131 | 1 | 134 | 136 | 138 | 140 | 142 | 144 | 146 | 148 | 150 | 152 | 154 | 156 | 158 | 160 | 162 | 164 | 166 | 168 | 170 | 172 | 174 | 176 | 178 | 180 | 182 | 184 | 186 | 188 | 190 | 192 | 194 | 196 | 1 | 199 | 201 | 203 | 205 | 207 | 209 | 211 | 213 | 215 | 217 | 219 | 221 | 223 | 225 | 227 | 229 | 231 | 233 | 235 | 237 | 239 | 241 | 243 | 245 | 247 | 249 | 251 | 253 | 255 | 257 | 259 | 261 | 1 | 264 | 266 | 268 | 270 | 272 | 274 | 276 | 278 | 280 | 282 | 284 | 286 | 288 | 290 | 292 | 294 | 296 | 298 | 300 | 302 | 304 | 306 | 308 | 310 | 312 | 314 | 316 | 318 | 320 | 322 | 324 | 326
Central Outlook | [32 empty] | Steady Progression | 1: System Transformation; 1: Consumer Transformation; 1: Leading the Way
| 2020 | 2021 | 2022 | 2023 | 2024 | 2025 | 2026 | 2027 | 2028 | 2029 | 2030 | 2031 | 2032 | 2033 | 2034 | 2035 | 2036 | 2037 | 2038 | 2039 | 2040 | 2041 | 2042 | 2043 | 2044 | 2045 | 2046 | 2047 | 2048 | 2049 | 2050 | 2051 |  | 2020 | 2021 | 2022 | 2023 | 2024 | 2025 | 2026 | 2027 | 2028 | 2029 | 2030 | 2031 | 2032 | 2033 | 2034 | 2035 | 2036 | 2037 | 2038 | 2039 | 2040 | 2041 | 2042 | 2043 | 2044 | 2045 | 2046 | 2047 | 2048 | 2049 | 2050 | 2051 |  | 2020 | 2021 | 2022 | 2023 | 2024 | 2025 | 2026 | 2027 | 2028 | 2029 | 2030 | 2031 | 2032 | 2033 | 2034 | 2035 | 2036 | 2037 | 2038 | 2039 | 2040 | 2041 | 2042 | 2043 | 2044 | 2045 | 2046 | 2047 | 2048 | 2049 | 2050 | 2051 |  | 2020 | 2021 | 2022 | 2023 | 2024 | 2025 | 2026 | 2027 | 2028 | 2029 | 2030 | 2031 | 2032 | 2033 | 2034 | 2035 | 2036 | 2037 | 2038 | 2039 | 2040 | 2041 | 2042 | 2043 | 2044 | 2045 | 2046 | 2047 | 2048 | 2049 | 2050 | 2051 |  | 2020 | 2021 | 2022 | 2023 | 2024 | 2025 | 2026 | 2027 | 2028 | 2029 | 2030 | 2031 | 2032 | 2033 | 2034 | 2035 | 2036 | 2037 | 2038 | 2039 | 2040 | 2041 | 2042 | 2043 | 2044 | 2045 | 2046 | 2047 | 2048 | 2049 | 2050 | 2051
| #N/A | #N/A | #N/A | #N/A | #N/A | #N/A | #N/A | #N/A | #N/A | #N/A | #N/A | #N/A | #N/A | #N/A | #N/A | #N/A | #N/A | #N/A | #N/A | #N/A | #N/A | #N/A | #N/A | #N/A | #N/A | #N/A | #N/A | #N/A | #N/A | #N/A | #N/A | #N/A | #VALUE! | #N/A | #N/A | #N/A | #N/A | #N/A | #N/A | #N/A | #N/A | #N/A | #N/A | #N/A | #N/A | #N/A | #N/A | #N/A | #N/A | #N/A | #N/A | #N/A | #N/A | #N/A | #N/A | #N/A | #N/A | #N/A | #N/A | #N/A | #N/A | #N/A | #N/A | #N/A | #N/A | #N/A | #N/A | #N/A | #N/A | #N/A | #N/A | #N/A | #N/A | #N/A | #N/A | #N/A | #N/A | #N/A | #N/A | #N/A | #N/A | #N/A | #N/A | #N/A | #N/A | #N/A | #N/A | #N/A | #N/A | #N/A | #N/A | #N/A | #N/A | #N/A | #N/A | #N/A | #N/A | #N/A | #N/A | #N/A | #N/A | #N/A | #N/A | #N/A | #N/A | #N/A | #N/A | #N/A | #N/A | #N/A | #N/A | #N/A | #N/A | #N/A | #N/A | #N/A | #N/A | #N/A | #N/A | #N/A | #N/A | #N/A | #N/A | #N/A | #N/A | #N/A | #N/A | #N/A | #N/A | #N/A | #N/A | #N/A | #N/A | #N/A | #N/A | #N/A | #N/A | #N/A | #N/A | #N/A | #N/A | #N/A | #N/A | #N/A | #N/A | #N/A | #N/A | #N/A | #N/A | #N/A | #N/A | #N/A | #N/A | #N/A | #N/A | #N/A | #N/A | #N/A | #N/A | #N/A | #N/A | #N/A | #N/A | #N/A
NO HP - Domestic
Central Outlook | #N/A | #N/A | #N/A | #N/A | #N/A | #N/A | #N/A | #N/A | #N/A | #N/A | #N/A | #N/A | #N/A | #N/A | #N/A | #N/A | #N/A | #N/A | #N/A | #N/A | #N/A | #N/A | #N/A | #N/A | #N/A | #N/A | #N/A | #N/A | #N/A | #N/A | #N/A | #N/A
Steady Progression | #N/A | #N/A | #N/A | #N/A | #N/A | #N/A | #N/A | #N/A | #N/A | #N/A | #N/A | #N/A | #N/A | #N/A | #N/A | #N/A | #N/A | #N/A | #N/A | #N/A | #N/A | #N/A | #N/A | #N/A | #N/A | #N/A | #N/A | #N/A | #N/A | #N/A | #N/A | #N/A
System Transformation | #N/A | #N/A | #N/A | #N/A | #N/A | #N/A | #N/A | #N/A | #N/A | #N/A | #N/A | #N/A | #N/A | #N/A | #N/A | #N/A | #N/A | #N/A | #N/A | #N/A | #N/A | #N/A | #N/A | #N/A | #N/A | #N/A | #N/A | #N/A | #N/A | #N/A | #N/A | #N/A
Consumer Transformation | #N/A | #N/A | #N/A | #N/A | #N/A | #N/A | #N/A | #N/A | #N/A | #N/A | #N/A | #N/A | #N/A | #N/A | #N/A | #N/A | #N/A | #N/A | #N/A | #N/A | #N/A | #N/A | #N/A | #N/A | #N/A | #N/A | #N/A | #N/A | #N/A | #N/A | #N/A | #N/A
Leading the Way | #N/A | #N/A | #N/A | #N/A | #N/A | #N/A | #N/A | #N/A | #N/A | #N/A | #N/A | #N/A | #N/A | #N/A | #N/A | #N/A | #N/A | #N/A | #N/A | #N/A | #N/A | #N/A | #N/A | #N/A | #N/A | #N/A | #N/A | #N/A | #N/A | #N/A | #N/A | #N/A
Year | 2020 | 2021 | 2022 | 2023 | 2024 | 2025 | 2026 | 2027 | 2028 | 2029 | 2030 | 2031 | 2032 | 2033 | 2034 | 2035 | 2036 | 2037 | 2038 | 2039 | 2040 | 2041 | 2042 | 2043 | 2044 | 2045 | 2046 | 2047 | 2048 | 2049 | 2050 | 2051
No HP - Total
Central Outlook | #N/A | #N/A | #N/A | #N/A | #N/A | #N/A | #N/A | #N/A | #N/A | #N/A | #N/A | #N/A | #N/A | #N/A | #N/A | #N/A | #N/A | #N/A | #N/A | #N/A | #N/A | #N/A | #N/A | #N/A | #N/A | #N/A | #N/A | #N/A | #N/A | #N/A | #N/A | #N/A
Steady Progression | #N/A | #N/A | #N/A | #N/A | #N/A | #N/A | #N/A | #N/A | #N/A | #N/A | #N/A | #N/A | #N/A | #N/A | #N/A | #N/A | #N/A | #N/A | #N/A | #N/A | #N/A | #N/A | #N/A | #N/A | #N/A | #N/A | #N/A | #N/A | #N/A | #N/A | #N/A | #N/A
System Transformation | #N/A | #N/A | #N/A | #N/A | #N/A | #N/A | #N/A | #N/A | #N/A | #N/A | #N/A | #N/A | #N/A | #N/A | #N/A | #N/A | #N/A | #N/A | #N/A | #N/A | #N/A | #N/A | #N/A | #N/A | #N/A | #N/A | #N/A | #N/A | #N/A | #N/A | #N/A | #N/A
Consumer Transformation | #N/A | #N/A | #N/A | #N/A | #N/A | #N/A | #N/A | #N/A | #N/A | #N/A | #N/A | #N/A | #N/A | #N/A | #N/A | #N/A | #N/A | #N/A | #N/A | #N/A | #N/A | #N/A | #N/A | #N/A | #N/A | #N/A | #N/A | #N/A | #N/A | #N/A | #N/A | #N/A
Leading the Way | #N/A | #N/A | #N/A | #N/A | #N/A | #N/A | #N/A | #N/A | #N/A | #N/A | #N/A | #N/A | #N/A | #N/A | #N/A | #N/A | #N/A | #N/A | #N/A | #N/A | #N/A | #N/A | #N/A | #N/A | #N/A | #N/A | #N/A | #N/A | #N/A | #N/A | #N/A | #N/A
Year | 2020 | 2021 | 2022 | 2023 | 2024 | 2025 | 2026 | 2027 | 2028 | 2029 | 2030 | 2031 | 2032 | 2033 | 2034 | 2035 | 2036 | 2037 | 2038 | 2039 | 2040 | 2041 | 2042 | 2043 | 2044 | 2045 | 2046 | 2047 | 2048 | 2049 | 2050 | 2051

## Single_Pry_Chart_Data (hidden)
Select a Primary
| 3 | 4 | 5 | 6 | 7 | 8 | 9 | 10 | 11 | 12 | 13 | 14 | 15 | 16 | 17 | 18 | 19 | 20 | 21 | 22 | 23 | 24 | 25 | 26 | 27 | 28 | 29 | 30 | 31 | 32 | 33 | 34 | 35 | 36 | 37 | 38 | 39 | 40 | 41 | 42 | 43 | 44 | 45 | 46 | 47 | 48 | 49 | 50 | 51 | 52 | 53 | 54 | 55 | 56 | 57 | 58 | 59 | 60 | 61 | 62 | 63 | 64 | 65 | 66 | 67 | 68 | 69 | 70 | 71 | 72 | 73 | 74 | 75 | 76 | 77 | 78 | 79 | 80 | 81 | 82 | 83 | 84 | 85 | 86 | 87 | 88 | 89 | 90 | 91 | 92 | 93 | 94 | 95 | 96 | 97 | 98 | 99 | 100 | 101 | 102 | 103 | 104 | 105 | 106 | 107 | 108 | 109 | 110 | 111 | 112 | 113 | 114 | 115 | 116 | 117 | 118 | 119 | 120 | 121 | 122 | 123 | 124 | 125 | 126 | 127 | 128 | 129 | 130 | 131 | 132 | 133 | 134 | 135 | 136 | 137 | 138 | 139 | 140 | 141 | 142 | 143 | 144 | 145 | 146 | 147 | 148 | 149 | 150 | 151 | 152 | 153 | 154 | 155 | 156 | 157 | 158 | 159 | 160 | 161 | 162 | 163 | 164 | 165 | 166
Central Outlook | [32 empty] | Steady Progression | [32 empty] | System Transformation | [32 empty] | Consumer Transformation | [32 empty] | Leading the Way
| 2020 | 2021 | 2022 | 2023 | 2024 | 2025 | 2026 | 2027 | 2028 | 2029 | 2030 | 2031 | 2032 | 2033 | 2034 | 2035 | 2036 | 2037 | 2038 | 2039 | 2040 | 2041 | 2042 | 2043 | 2044 | 2045 | 2046 | 2047 | 2048 | 2049 | 2050 | 2051 |  | 2020 | 2021 | 2022 | 2023 | 2024 | 2025 | 2026 | 2027 | 2028 | 2029 | 2030 | 2031 | 2032 | 2033 | 2034 | 2035 | 2036 | 2037 | 2038 | 2039 | 2040 | 2041 | 2042 | 2043 | 2044 | 2045 | 2046 | 2047 | 2048 | 2049 | 2050 | 2051 |  | 2020 | 2021 | 2022 | 2023 | 2024 | 2025 | 2026 | 2027 | 2028 | 2029 | 2030 | 2031 | 2032 | 2033 | 2034 | 2035 | 2036 | 2037 | 2038 | 2039 | 2040 | 2041 | 2042 | 2043 | 2044 | 2045 | 2046 | 2047 | 2048 | 2049 | 2050 | 2051 |  | 2020 | 2021 | 2022 | 2023 | 2024 | 2025 | 2026 | 2027 | 2028 | 2029 | 2030 | 2031 | 2032 | 2033 | 2034 | 2035 | 2036 | 2037 | 2038 | 2039 | 2040 | 2041 | 2042 | 2043 | 2044 | 2045 | 2046 | 2047 | 2048 | 2049 | 2050 | 2051 |  | 2020 | 2021 | 2022 | 2023 | 2024 | 2025 | 2026 | 2027 | 2028 | 2029 | 2030 | 2031 | 2032 | 2033 | 2034 | 2035 | 2036 | 2037 | 2038 | 2039 | 2040 | 2041 | 2042 | 2043 | 2044 | 2045 | 2046 | 2047 | 2048 | 2049 | 2050 | 2051
| #N/A | #N/A | #N/A | #N/A | #N/A | #N/A | #N/A | #N/A | #N/A | #N/A | #N/A | #N/A | #N/A | #N/A | #N/A | #N/A | #N/A | #N/A | #N/A | #N/A | #N/A | #N/A | #N/A | #N/A | #N/A | #N/A | #N/A | #N/A | #N/A | #N/A | #N/A | #N/A | #N/A | #N/A | #N/A | #N/A | #N/A | #N/A | #N/A | #N/A | #N/A | #N/A | #N/A | #N/A | #N/A | #N/A | #N/A | #N/A | #N/A | #N/A | #N/A | #N/A | #N/A | #N/A | #N/A | #N/A | #N/A | #N/A | #N/A | #N/A | #N/A | #N/A | #N/A | #N/A | #N/A | #N/A | #N/A | #N/A | #N/A | #N/A | #N/A | #N/A | #N/A | #N/A | #N/A | #N/A | #N/A | #N/A | #N/A | #N/A | #N/A | #N/A | #N/A | #N/A | #N/A | #N/A | #N/A | #N/A | #N/A | #N/A | #N/A | #N/A | #N/A | #N/A | #N/A | #N/A | #N/A | #N/A | #N/A | #N/A | #N/A | #N/A | #N/A | #N/A | #N/A | #N/A | #N/A | #N/A | #N/A | #N/A | #N/A | #N/A | #N/A | #N/A | #N/A | #N/A | #N/A | #N/A | #N/A | #N/A | #N/A | #N/A | #N/A | #N/A | #N/A | #N/A | #N/A | #N/A | #N/A | #N/A | #N/A | #N/A | #N/A | #N/A | #N/A | #N/A | #N/A | #N/A | #N/A | #N/A | #N/A | #N/A | #N/A | #N/A | #N/A | #N/A | #N/A | #N/A | #N/A | #N/A | #N/A | #N/A | #N/A | #N/A | #N/A | #N/A | #N/A | #N/A | #N/A | #N/A | #N/A | #N/A | #N/A | #N/A
MAXIMUM
Central Outlook | #N/A | #N/A | #N/A | #N/A | #N/A | #N/A | #N/A | #N/A | #N/A | #N/A | #N/A | #N/A | #N/A | #N/A | #N/A | #N/A | #N/A | #N/A | #N/A | #N/A | #N/A | #N/A | #N/A | #N/A | #N/A | #N/A | #N/A | #N/A | #N/A | #N/A | #N/A | #N/A
Steady Progression | #N/A | #N/A | #N/A | #N/A | #N/A | #N/A | #N/A | #N/A | #N/A | #N/A | #N/A | #N/A | #N/A | #N/A | #N/A | #N/A | #N/A | #N/A | #N/A | #N/A | #N/A | #N/A | #N/A | #N/A | #N/A | #N/A | #N/A | #N/A | #N/A | #N/A | #N/A | #N/A
System Transformation | #N/A | #N/A | #N/A | #N/A | #N/A | #N/A | #N/A | #N/A | #N/A | #N/A | #N/A | #N/A | #N/A | #N/A | #N/A | #N/A | #N/A | #N/A | #N/A | #N/A | #N/A | #N/A | #N/A | #N/A | #N/A | #N/A | #N/A | #N/A | #N/A | #N/A | #N/A | #N/A
Consumer Transformation | #N/A | #N/A | #N/A | #N/A | #N/A | #N/A | #N/A | #N/A | #N/A | #N/A | #N/A | #N/A | #N/A | #N/A | #N/A | #N/A | #N/A | #N/A | #N/A | #N/A | #N/A | #N/A | #N/A | #N/A | #N/A | #N/A | #N/A | #N/A | #N/A | #N/A | #N/A | #N/A
Leading the Way | #N/A | #N/A | #N/A | #N/A | #N/A | #N/A | #N/A | #N/A | #N/A | #N/A | #N/A | #N/A | #N/A | #N/A | #N/A | #N/A | #N/A | #N/A | #N/A | #N/A | #N/A | #N/A | #N/A | #N/A | #N/A | #N/A | #N/A | #N/A | #N/A | #N/A | #N/A | #N/A
Year | 2020 | 2021 | 2022 | 2023 | 2024 | 2025 | 2026 | 2027 | 2028 | 2029 | 2030 | 2031 | 2032 | 2033 | 2034 | 2035 | 2036 | 2037 | 2038 | 2039 | 2040 | 2041 | 2042 | 2043 | 2044 | 2045 | 2046 | 2047 | 2048 | 2049 | 2050 | 2051
Central Outlook | [32 empty] | Steady Progression | [32 empty] | System Transformation | [32 empty] | Consumer Transformation | [32 empty] | Leading the Way
| 2020 | 2021 | 2022 | 2023 | 2024 | 2025 | 2026 | 2027 | 2028 | 2029 | 2030 | 2031 | 2032 | 2033 | 2034 | 2035 | 2036 | 2037 | 2038 | 2039 | 2040 | 2041 | 2042 | 2043 | 2044 | 2045 | 2046 | 2047 | 2048 | 2049 | 2050 | 2051 |  | 2020 | 2021 | 2022 | 2023 | 2024 | 2025 | 2026 | 2027 | 2028 | 2029 | 2030 | 2031 | 2032 | 2033 | 2034 | 2035 | 2036 | 2037 | 2038 | 2039 | 2040 | 2041 | 2042 | 2043 | 2044 | 2045 | 2046 | 2047 | 2048 | 2049 | 2050 | 2051 |  | 2020 | 2021 | 2022 | 2023 | 2024 | 2025 | 2026 | 2027 | 2028 | 2029 | 2030 | 2031 | 2032 | 2033 | 2034 | 2035 | 2036 | 2037 | 2038 | 2039 | 2040 | 2041 | 2042 | 2043 | 2044 | 2045 | 2046 | 2047 | 2048 | 2049 | 2050 | 2051 |  | 2020 | 2021 | 2022 | 2023 | 2024 | 2025 | 2026 | 2027 | 2028 | 2029 | 2030 | 2031 | 2032 | 2033 | 2034 | 2035 | 2036 | 2037 | 2038 | 2039 | 2040 | 2041 | 2042 | 2043 | 2044 | 2045 | 2046 | 2047 | 2048 | 2049 | 2050 | 2051 |  | 2020 | 2021 | 2022 | 2023 | 2024 | 2025 | 2026 | 2027 | 2028 | 2029 | 2030 | 2031 | 2032 | 2033 | 2034 | 2035 | 2036 | 2037 | 2038 | 2039 | 2040 | 2041 | 2042 | 2043 | 2044 | 2045 | 2046 | 2047 | 2048 | 2049 | 2050 | 2051
| #N/A | #N/A | #N/A | #N/A | #N/A | #N/A | #N/A | #N/A | #N/A | #N/A | #N/A | #N/A | #N/A | #N/A | #N/A | #N/A | #N/A | #N/A | #N/A | #N/A | #N/A | #N/A | #N/A | #N/A | #N/A | #N/A | #N/A | #N/A | #N/A | #N/A | #N/A | #N/A | #N/A | #N/A | #N/A | #N/A | #N/A | #N/A | #N/A | #N/A | #N/A | #N/A | #N/A | #N/A | #N/A | #N/A | #N/A | #N/A | #N/A | #N/A | #N/A | #N/A | #N/A | #N/A | #N/A | #N/A | #N/A | #N/A | #N/A | #N/A | #N/A | #N/A | #N/A | #N/A | #N/A | #N/A | #N/A | #N/A | #N/A | #N/A | #N/A | #N/A | #N/A | #N/A | #N/A | #N/A | #N/A | #N/A | #N/A | #N/A | #N/A | #N/A | #N/A | #N/A | #N/A | #N/A | #N/A | #N/A | #N/A | #N/A | #N/A | #N/A | #N/A | #N/A | #N/A | #N/A | #N/A | #N/A | #N/A | #N/A | #N/A | #N/A | #N/A | #N/A | #N/A | #N/A | #N/A | #N/A | #N/A | #N/A | #N/A | #N/A | #N/A | #N/A | #N/A | #N/A | #N/A | #N/A | #N/A | #N/A | #N/A | #N/A | #N/A | #N/A | #N/A | #N/A | #N/A | #N/A | #N/A | #N/A | #N/A | #N/A | #N/A | #N/A | #N/A | #N/A | #N/A | #N/A | #N/A | #N/A | #N/A | #N/A | #N/A | #N/A | #N/A | #N/A | #N/A | #N/A | #N/A | #N/A | #N/A | #N/A | #N/A | #N/A | #N/A | #N/A | #N/A | #N/A | #N/A | #N/A | #N/A | #N/A | #N/A | #N/A
MINIMUM
Central Outlook | #N/A | #N/A | #N/A | #N/A | #N/A | #N/A | #N/A | #N/A | #N/A | #N/A | #N/A | #N/A | #N/A | #N/A | #N/A | #N/A | #N/A | #N/A | #N/A | #N/A | #N/A | #N/A | #N/A | #N/A | #N/A | #N/A | #N/A | #N/A | #N/A | #N/A | #N/A | #N/A
Steady Progression | #N/A | #N/A | #N/A | #N/A | #N/A | #N/A | #N/A | #N/A | #N/A | #N/A | #N/A | #N/A | #N/A | #N/A | #N/A | #N/A | #N/A | #N/A | #N/A | #N/A | #N/A | #N/A | #N/A | #N/A | #N/A | #N/A | #N/A | #N/A | #N/A | #N/A | #N/A | #N/A
System Transformation | #N/A | #N/A | #N/A | #N/A | #N/A | #N/A | #N/A | #N/A | #N/A | #N/A | #N/A | #N/A | #N/A | #N/A | #N/A | #N/A | #N/A | #N/A | #N/A | #N/A | #N/A | #N/A | #N/A | #N/A | #N/A | #N/A | #N/A | #N/A | #N/A | #N/A | #N/A | #N/A
Consumer Transformation | #N/A | #N/A | #N/A | #N/A | #N/A | #N/A | #N/A | #N/A | #N/A | #N/A | #N/A | #N/A | #N/A | #N/A | #N/A | #N/A | #N/A | #N/A | #N/A | #N/A | #N/A | #N/A | #N/A | #N/A | #N/A | #N/A | #N/A | #N/A | #N/A | #N/A | #N/A | #N/A
Leading the Way | #N/A | #N/A | #N/A | #N/A | #N/A | #N/A | #N/A | #N/A | #N/A | #N/A | #N/A | #N/A | #N/A | #N/A | #N/A | #N/A | #N/A | #N/A | #N/A | #N/A | #N/A | #N/A | #N/A | #N/A | #N/A | #N/A | #N/A | #N/A | #N/A | #N/A | #N/A | #N/A
Year | 2020 | 2021 | 2022 | 2023 | 2024 | 2025 | 2026 | 2027 | 2028 | 2029 | 2030 | 2031 | 2032 | 2033 | 2034 | 2035 | 2036 | 2037 | 2038 | 2039 | 2040 | 2041 | 2042 | 2043 | 2044 | 2045 | 2046 | 2047 | 2048 | 2049 | 2050 | 2051
Central Outlook | [32 empty] | Steady Progression | [32 empty] | System Transformation | [32 empty] | Consumer Transformation | [32 empty] | Leading the Way
| 2020 | 2021 | 2022 | 2023 | 2024 | 2025 | 2026 | 2027 | 2028 | 2029 | 2030 | 2031 | 2032 | 2033 | 2034 | 2035 | 2036 | 2037 | 2038 | 2039 | 2040 | 2041 | 2042 | 2043 | 2044 | 2045 | 2046 | 2047 | 2048 | 2049 | 2050 | 2051 |  | 2020 | 2021 | 2022 | 2023 | 2024 | 2025 | 2026 | 2027 | 2028 | 2029 | 2030 | 2031 | 2032 | 2033 | 2034 | 2035 | 2036 | 2037 | 2038 | 2039 | 2040 | 2041 | 2042 | 2043 | 2044 | 2045 | 2046 | 2047 | 2048 | 2049 | 2050 | 2051 |  | 2020 | 2021 | 2022 | 2023 | 2024 | 2025 | 2026 | 2027 | 2028 | 2029 | 2030 | 2031 | 2032 | 2033 | 2034 | 2035 | 2036 | 2037 | 2038 | 2039 | 2040 | 2041 | 2042 | 2043 | 2044 | 2045 | 2046 | 2047 | 2048 | 2049 | 2050 | 2051 |  | 2020 | 2021 | 2022 | 2023 | 2024 | 2025 | 2026 | 2027 | 2028 | 2029 | 2030 | 2031 | 2032 | 2033 | 2034 | 2035 | 2036 | 2037 | 2038 | 2039 | 2040 | 2041 | 2042 | 2043 | 2044 | 2045 | 2046 | 2047 | 2048 | 2049 | 2050 | 2051 |  | 2020 | 2021 | 2022 | 2023 | 2024 | 2025 | 2026 | 2027 | 2028 | 2029 | 2030 | 2031 | 2032 | 2033 | 2034 | 2035 | 2036 | 2037 | 2038 | 2039 | 2040 | 2041 | 2042 | 2043 | 2044 | 2045 | 2046 | 2047 | 2048 | 2049 | 2050 | 2051
| #N/A | #N/A | #N/A | #N/A | #N/A | #N/A | #N/A | #N/A | #N/A | #N/A | #N/A | #N/A | #N/A | #N/A | #N/A | #N/A | #N/A | #N/A | #N/A | #N/A | #N/A | #N/A | #N/A | #N/A | #N/A | #N/A | #N/A | #N/A | #N/A | #N/A | #N/A | #N/A | #N/A | #N/A | #N/A | #N/A | #N/A | #N/A | #N/A | #N/A | #N/A | #N/A | #N/A | #N/A | #N/A | #N/A | #N/A | #N/A | #N/A | #N/A | #N/A | #N/A | #N/A | #N/A | #N/A | #N/A | #N/A | #N/A | #N/A | #N/A | #N/A | #N/A | #N/A | #N/A | #N/A | #N/A | #N/A | #N/A | #N/A | #N/A | #N/A | #N/A | #N/A | #N/A | #N/A | #N/A | #N/A | #N/A | #N/A | #N/A | #N/A | #N/A | #N/A | #N/A | #N/A | #N/A | #N/A | #N/A | #N/A | #N/A | #N/A | #N/A | #N/A | #N/A | #N/A | #N/A | #N/A | #N/A | #N/A | #N/A | #N/A | #N/A | #N/A | #N/A | #N/A | #N/A | #N/A | #N/A | #N/A | #N/A | #N/A | #N/A | #N/A | #N/A | #N/A | #N/A | #N/A | #N/A | #N/A | #N/A | #N/A | #N/A | #N/A | #N/A | #N/A | #N/A | #N/A | #N/A | #N/A | #N/A | #N/A | #N/A | #N/A | #N/A | #N/A | #N/A | #N/A | #N/A | #N/A | #N/A | #N/A | #N/A | #N/A | #N/A | #N/A | #N/A | #N/A | #N/A | #N/A | #N/A | #N/A | #N/A | #N/A | #N/A | #N/A | #N/A | #N/A | #N/A | #N/A | #N/A | #N/A | #N/A | #N/A | #N/A
DG
Central Outlook | #N/A | #N/A | #N/A | #N/A | #N/A | #N/A | #N/A | #N/A | #N/A | #N/A | #N/A | #N/A | #N/A | #N/A | #N/A | #N/A | #N/A | #N/A | #N/A | #N/A | #N/A | #N/A | #N/A | #N/A | #N/A | #N/A | #N/A | #N/A | #N/A | #N/A | #N/A | #N/A
Steady Progression | #N/A | #N/A | #N/A | #N/A | #N/A | #N/A | #N/A | #N/A | #N/A | #N/A | #N/A | #N/A | #N/A | #N/A | #N/A | #N/A | #N/A | #N/A | #N/A | #N/A | #N/A | #N/A | #N/A | #N/A | #N/A | #N/A | #N/A | #N/A | #N/A | #N/A | #N/A | #N/A
System Transformation | #N/A | #N/A | #N/A | #N/A | #N/A | #N/A | #N/A | #N/A | #N/A | #N/A | #N/A | #N/A | #N/A | #N/A | #N/A | #N/A | #N/A | #N/A | #N/A | #N/A | #N/A | #N/A | #N/A | #N/A | #N/A | #N/A | #N/A | #N/A | #N/A | #N/A | #N/A | #N/A
Consumer Transformation | #N/A | #N/A | #N/A | #N/A | #N/A | #N/A | #N/A | #N/A | #N/A | #N/A | #N/A | #N/A | #N/A | #N/A | #N/A | #N/A | #N/A | #N/A | #N/A | #N/A | #N/A | #N/A | #N/A | #N/A | #N/A | #N/A | #N/A | #N/A | #N/A | #N/A | #N/A | #N/A
Leading the Way | #N/A | #N/A | #N/A | #N/A | #N/A | #N/A | #N/A | #N/A | #N/A | #N/A | #N/A | #N/A | #N/A | #N/A | #N/A | #N/A | #N/A | #N/A | #N/A | #N/A | #N/A | #N/A | #N/A | #N/A | #N/A | #N/A | #N/A | #N/A | #N/A | #N/A | #N/A | #N/A
Year | 2020 | 2021 | 2022 | 2023 | 2024 | 2025 | 2026 | 2027 | 2028 | 2029 | 2030 | 2031 | 2032 | 2033 | 2034 | 2035 | 2036 | 2037 | 2038 | 2039 | 2040 | 2041 | 2042 | 2043 | 2044 | 2045 | 2046 | 2047 | 2048 | 2049 | 2050 | 2051
Central Outlook | [32 empty] | Steady Progression | [32 empty] | System Transformation | [32 empty] | Consumer Transformation | [32 empty] | Leading the Way
| 2020 | 2021 | 2022 | 2023 | 2024 | 2025 | 2026 | 2027 | 2028 | 2029 | 2030 | 2031 | 2032 | 2033 | 2034 | 2035 | 2036 | 2037 | 2038 | 2039 | 2040 | 2041 | 2042 | 2043 | 2044 | 2045 | 2046 | 2047 | 2048 | 2049 | 2050 | 2051 |  | 2020 | 2021 | 2022 | 2023 | 2024 | 2025 | 2026 | 2027 | 2028 | 2029 | 2030 | 2031 | 2032 | 2033 | 2034 | 2035 | 2036 | 2037 | 2038 | 2039 | 2040 | 2041 | 2042 | 2043 | 2044 | 2045 | 2046 | 2047 | 2048 | 2049 | 2050 | 2051 |  | 2020 | 2021 | 2022 | 2023 | 2024 | 2025 | 2026 | 2027 | 2028 | 2029 | 2030 | 2031 | 2032 | 2033 | 2034 | 2035 | 2036 | 2037 | 2038 | 2039 | 2040 | 2041 | 2042 | 2043 | 2044 | 2045 | 2046 | 2047 | 2048 | 2049 | 2050 | 2051 |  | 2020 | 2021 | 2022 | 2023 | 2024 | 2025 | 2026 | 2027 | 2028 | 2029 | 2030 | 2031 | 2032 | 2033 | 2034 | 2035 | 2036 | 2037 | 2038 | 2039 | 2040 | 2041 | 2042 | 2043 | 2044 | 2045 | 2046 | 2047 | 2048 | 2049 | 2050 | 2051 |  | 2020 | 2021 | 2022 | 2023 | 2024 | 2025 | 2026 | 2027 | 2028 | 2029 | 2030 | 2031 | 2032 | 2033 | 2034 | 2035 | 2036 | 2037 | 2038 | 2039 | 2040 | 2041 | 2042 | 2043 | 2044 | 2045 | 2046 | 2047 | 2048 | 2049 | 2050 | 2051
| #N/A | #N/A | #N/A | #N/A | #N/A | #N/A | #N/A | #N/A | #N/A | #N/A | #N/A | #N/A | #N/A | #N/A | #N/A | #N/A | #N/A | #N/A | #N/A | #N/A | #N/A | #N/A | #N/A | #N/A | #N/A | #N/A | #N/A | #N/A | #N/A | #N/A | #N/A | #N/A | #N/A | #N/A | #N/A | #N/A | #N/A | #N/A | #N/A | #N/A | #N/A | #N/A | #N/A | #N/A | #N/A | #N/A | #N/A | #N/A | #N/A | #N/A | #N/A | #N/A | #N/A | #N/A | #N/A | #N/A | #N/A | #N/A | #N/A | #N/A | #N/A | #N/A | #N/A | #N/A | #N/A | #N/A | #N/A | #N/A | #N/A | #N/A | #N/A | #N/A | #N/A | #N/A | #N/A | #N/A | #N/A | #N/A | #N/A | #N/A | #N/A | #N/A | #N/A | #N/A | #N/A | #N/A | #N/A | #N/A | #N/A | #N/A | #N/A | #N/A | #N/A | #N/A | #N/A | #N/A | #N/A | #N/A | #N/A | #N/A | #N/A | #N/A | #N/A | #N/A | #N/A | #N/A | #N/A | #N/A | #N/A | #N/A | #N/A | #N/A | #N/A | #N/A | #N/A | #N/A | #N/A | #N/A | #N/A | #N/A | #N/A | #N/A | #N/A | #N/A | #N/A | #N/A | #N/A | #N/A | #N/A | #N/A | #N/A | #N/A | #N/A | #N/A | #N/A | #N/A | #N/A | #N/A | #N/A | #N/A | #N/A | #N/A | #N/A | #N/A | #N/A | #N/A | #N/A | #N/A | #N/A | #N/A | #N/A | #N/A | #N/A | #N/A | #N/A | #N/A | #N/A | #N/A | #N/A | #N/A | #N/A | #N/A | #N/A | #N/A
STORAGE
Central Outlook | #N/A | #N/A | #N/A | #N/A | #N/A | #N/A | #N/A | #N/A | #N/A | #N/A | #N/A | #N/A | #N/A | #N/A | #N/A | #N/A | #N/A | #N/A | #N/A | #N/A | #N/A | #N/A | #N/A | #N/A | #N/A | #N/A | #N/A | #N/A | #N/A | #N/A | #N/A | #N/A
Steady Progression | #N/A | #N/A | #N/A | #N/A | #N/A | #N/A | #N/A | #N/A | #N/A | #N/A | #N/A | #N/A | #N/A | #N/A | #N/A | #N/A | #N/A | #N/A | #N/A | #N/A | #N/A | #N/A | #N/A | #N/A | #N/A | #N/A | #N/A | #N/A | #N/A | #N/A | #N/A | #N/A
System Transformation | #N/A | #N/A | #N/A | #N/A | #N/A | #N/A | #N/A | #N/A | #N/A | #N/A | #N/A | #N/A | #N/A | #N/A | #N/A | #N/A | #N/A | #N/A | #N/A | #N/A | #N/A | #N/A | #N/A | #N/A | #N/A | #N/A | #N/A | #N/A | #N/A | #N/A | #N/A | #N/A
Consumer Transformation | #N/A | #N/A | #N/A | #N/A | #N/A | #N/A | #N/A | #N/A | #N/A | #N/A | #N/A | #N/A | #N/A | #N/A | #N/A | #N/A | #N/A | #N/A | #N/A | #N/A | #N/A | #N/A | #N/A | #N/A | #N/A | #N/A | #N/A | #N/A | #N/A | #N/A | #N/A | #N/A
Leading the Way | #N/A | #N/A | #N/A | #N/A | #N/A | #N/A | #N/A | #N/A | #N/A | #N/A | #N/A | #N/A | #N/A | #N/A | #N/A | #N/A | #N/A | #N/A | #N/A | #N/A | #N/A | #N/A | #N/A | #N/A | #N/A | #N/A | #N/A | #N/A | #N/A | #N/A | #N/A | #N/A
Year | 2020 | 2021 | 2022 | 2023 | 2024 | 2025 | 2026 | 2027 | 2028 | 2029 | 2030 | 2031 | 2032 | 2033 | 2034 | 2035 | 2036 | 2037 | 2038 | 2039 | 2040 | 2041 | 2042 | 2043 | 2044 | 2045 | 2046 | 2047 | 2048 | 2049 | 2050 | 2051
Central Outlook | [32 empty] | Steady Progression | [32 empty] | System Transformation | [32 empty] | Consumer Transformation | [32 empty] | Leading the Way
| 2020 | 2021 | 2022 | 2023 | 2024 | 2025 | 2026 | 2027 | 2028 | 2029 | 2030 | 2031 | 2032 | 2033 | 2034 | 2035 | 2036 | 2037 | 2038 | 2039 | 2040 | 2041 | 2042 | 2043 | 2044 | 2045 | 2046 | 2047 | 2048 | 2049 | 2050 | 2051 |  | 2020 | 2021 | 2022 | 2023 | 2024 | 2025 | 2026 | 2027 | 2028 | 2029 | 2030 | 2031 | 2032 | 2033 | 2034 | 2035 | 2036 | 2037 | 2038 | 2039 | 2040 | 2041 | 2042 | 2043 | 2044 | 2045 | 2046 | 2047 | 2048 | 2049 | 2050 | 2051 |  | 2020 | 2021 | 2022 | 2023 | 2024 | 2025 | 2026 | 2027 | 2028 | 2029 | 2030 | 2031 | 2032 | 2033 | 2034 | 2035 | 2036 | 2037 | 2038 | 2039 | 2040 | 2041 | 2042 | 2043 | 2044 | 2045 | 2046 | 2047 | 2048 | 2049 | 2050 | 2051 |  | 2020 | 2021 | 2022 | 2023 | 2024 | 2025 | 2026 | 2027 | 2028 | 2029 | 2030 | 2031 | 2032 | 2033 | 2034 | 2035 | 2036 | 2037 | 2038 | 2039 | 2040 | 2041 | 2042 | 2043 | 2044 | 2045 | 2046 | 2047 | 2048 | 2049 | 2050 | 2051 |  | 2020 | 2021 | 2022 | 2023 | 2024 | 2025 | 2026 | 2027 | 2028 | 2029 | 2030 | 2031 | 2032 | 2033 | 2034 | 2035 | 2036 | 2037 | 2038 | 2039 | 2040 | 2041 | 2042 | 2043 | 2044 | 2045 | 2046 | 2047 | 2048 | 2049 | 2050 | 2051
| #N/A | #N/A | #N/A | #N/A | #N/A | #N/A | #N/A | #N/A | #N/A | #N/A | #N/A | #N/A | #N/A | #N/A | #N/A | #N/A | #N/A | #N/A | #N/A | #N/A | #N/A | #N/A | #N/A | #N/A | #N/A | #N/A | #N/A | #N/A | #N/A | #N/A | #N/A | #N/A | #N/A | #N/A | #N/A | #N/A | #N/A | #N/A | #N/A | #N/A | #N/A | #N/A | #N/A | #N/A | #N/A | #N/A | #N/A | #N/A | #N/A | #N/A | #N/A | #N/A | #N/A | #N/A | #N/A | #N/A | #N/A | #N/A | #N/A | #N/A | #N/A | #N/A | #N/A | #N/A | #N/A | #N/A | #N/A | #N/A | #N/A | #N/A | #N/A | #N/A | #N/A | #N/A | #N/A | #N/A | #N/A | #N/A | #N/A | #N/A | #N/A | #N/A | #N/A | #N/A | #N/A | #N/A | #N/A | #N/A | #N/A | #N/A | #N/A | #N/A | #N/A | #N/A | #N/A | #N/A | #N/A | #N/A | #N/A | #N/A | #N/A | #N/A | #N/A | #N/A | #N/A | #N/A | #N/A | #N/A | #N/A | #N/A | #N/A | #N/A | #N/A | #N/A | #N/A | #N/A | #N/A | #N/A | #N/A | #N/A | #N/A | #N/A | #N/A | #N/A | #N/A | #N/A | #N/A | #N/A | #N/A | #N/A | #N/A | #N/A | #N/A | #N/A | #N/A | #N/A | #N/A | #N/A | #N/A | #N/A | #N/A | #N/A | #N/A | #N/A | #N/A | #N/A | #N/A | #N/A | #N/A | #N/A | #N/A | #N/A | #N/A | #N/A | #N/A | #N/A | #N/A | #N/A | #N/A | #N/A | #N/A | #N/A | #N/A | #N/A
EV
Central Outlook | #N/A | #N/A | #N/A | #N/A | #N/A | #N/A | #N/A | #N/A | #N/A | #N/A | #N/A | #N/A | #N/A | #N/A | #N/A | #N/A | #N/A | #N/A | #N/A | #N/A | #N/A | #N/A | #N/A | #N/A | #N/A | #N/A | #N/A | #N/A | #N/A | #N/A | #N/A | #N/A
Steady Progression | #N/A | #N/A | #N/A | #N/A | #N/A | #N/A | #N/A | #N/A | #N/A | #N/A | #N/A | #N/A | #N/A | #N/A | #N/A | #N/A | #N/A | #N/A | #N/A | #N/A | #N/A | #N/A | #N/A | #N/A | #N/A | #N/A | #N/A | #N/A | #N/A | #N/A | #N/A | #N/A
System Transformation | #N/A | #N/A | #N/A | #N/A | #N/A | #N/A | #N/A | #N/A | #N/A | #N/A | #N/A | #N/A | #N/A | #N/A | #N/A | #N/A | #N/A | #N/A | #N/A | #N/A | #N/A | #N/A | #N/A | #N/A | #N/A | #N/A | #N/A | #N/A | #N/A | #N/A | #N/A | #N/A
Consumer Transformation | #N/A | #N/A | #N/A | #N/A | #N/A | #N/A | #N/A | #N/A | #N/A | #N/A | #N/A | #N/A | #N/A | #N/A | #N/A | #N/A | #N/A | #N/A | #N/A | #N/A | #N/A | #N/A | #N/A | #N/A | #N/A | #N/A | #N/A | #N/A | #N/A | #N/A | #N/A | #N/A
Leading the Way | #N/A | #N/A | #N/A | #N/A | #N/A | #N/A | #N/A | #N/A | #N/A | #N/A | #N/A | #N/A | #N/A | #N/A | #N/A | #N/A | #N/A | #N/A | #N/A | #N/A | #N/A | #N/A | #N/A | #N/A | #N/A | #N/A | #N/A | #N/A | #N/A | #N/A | #N/A | #N/A
Year | 2020 | 2021 | 2022 | 2023 | 2024 | 2025 | 2026 | 2027 | 2028 | 2029 | 2030 | 2031 | 2032 | 2033 | 2034 | 2035 | 2036 | 2037 | 2038 | 2039 | 2040 | 2041 | 2042 | 2043 | 2044 | 2045 | 2046 | 2047 | 2048 | 2049 | 2050 | 2051
HP
Domestic | 3 | 5 | 7 | 9 | 11 | 13 | 15 | 17 | 19 | 21 | 23 | 25 | 27 | 29 | 31 | 33 | 35 | 37 | 39 | 41 | 43 | 45 | 47 | 49 | 51 | 53 | 55 | 57 | 59 | 61 | 63 | 65 |  | 68 | 70 | 72 | 74 | 76 | 78 | 80 | 82 | 84 | 86 | 88 | 90 | 92 | 94 | 96 | 98 | 100 | 102 | 104 | 106 | 108 | 110 | 112 | 114 | 116 | 118 | 120 | 122 | 124 | 126 | 128 | 130 |  | 133 | 135 | 137 | 139 | 141 | 143 | 145 | 147 | 149 | 151 | 153 | 155 | 157 | 159 | 161 | 163 | 165 | 167 | 169 | 171 | 173 | 175 | 177 | 179 | 181 | 183 | 185 | 187 | 189 | 191 | 193 | 195 |  | 198 | 200 | 202 | 204 | 206 | 208 | 210 | 212 | 214 | 216 | 218 | 220 | 222 | 224 | 226 | 228 | 230 | 232 | 234 | 236 | 238 | 240 | 242 | 244 | 246 | 248 | 250 | 252 | 254 | 256 | 258 | 260 |  | 263 | 265 | 267 | 269 | 271 | 273 | 275 | 277 | 279 | 281 | 283 | 285 | 287 | 289 | 291 | 293 | 295 | 297 | 299 | 301 | 303 | 305 | 307 | 309 | 311 | 313 | 315 | 317 | 319 | 321 | 323 | 325
Central Outlook | [32 empty] | Steady Progression | [32 empty] | System Transformation | [32 empty] | Consumer Transformation | [32 empty] | Leading the Way
| 2020 | 2021 | 2022 | 2023 | 2024 | 2025 | 2026 | 2027 | 2028 | 2029 | 2030 | 2031 | 2032 | 2033 | 2034 | 2035 | 2036 | 2037 | 2038 | 2039 | 2040 | 2041 | 2042 | 2043 | 2044 | 2045 | 2046 | 2047 | 2048 | 2049 | 2050 | 2051 |  | 2020 | 2021 | 2022 | 2023 | 2024 | 2025 | 2026 | 2027 | 2028 | 2029 | 2030 | 2031 | 2032 | 2033 | 2034 | 2035 | 2036 | 2037 | 2038 | 2039 | 2040 | 2041 | 2042 | 2043 | 2044 | 2045 | 2046 | 2047 | 2048 | 2049 | 2050 | 2051 |  | 2020 | 2021 | 2022 | 2023 | 2024 | 2025 | 2026 | 2027 | 2028 | 2029 | 2030 | 2031 | 2032 | 2033 | 2034 | 2035 | 2036 | 2037 | 2038 | 2039 | 2040 | 2041 | 2042 | 2043 | 2044 | 2045 | 2046 | 2047 | 2048 | 2049 | 2050 | 2051 |  | 2020 | 2021 | 2022 | 2023 | 2024 | 2025 | 2026 | 2027 | 2028 | 2029 | 2030 | 2031 | 2032 | 2033 | 2034 | 2035 | 2036 | 2037 | 2038 | 2039 | 2040 | 2041 | 2042 | 2043 | 2044 | 2045 | 2046 | 2047 | 2048 | 2049 | 2050 | 2051 |  | 2020 | 2021 | 2022 | 2023 | 2024 | 2025 | 2026 | 2027 | 2028 | 2029 | 2030 | 2031 | 2032 | 2033 | 2034 | 2035 | 2036 | 2037 | 2038 | 2039 | 2040 | 2041 | 2042 | 2043 | 2044 | 2045 | 2046 | 2047 | 2048 | 2049 | 2050 | 2051
| #N/A | #N/A | #N/A | #N/A | #N/A | #N/A | #N/A | #N/A | #N/A | #N/A | #N/A | #N/A | #N/A | #N/A | #N/A | #N/A | #N/A | #N/A | #N/A | #N/A | #N/A | #N/A | #N/A | #N/A | #N/A | #N/A | #N/A | #N/A | #N/A | #N/A | #N/A | #N/A |  | #N/A | #N/A | #N/A | #N/A | #N/A | #N/A | #N/A | #N/A | #N/A | #N/A | #N/A | #N/A | #N/A | #N/A | #N/A | #N/A | #N/A | #N/A | #N/A | #N/A | #N/A | #N/A | #N/A | #N/A | #N/A | #N/A | #N/A | #N/A | #N/A | #N/A | #N/A | #N/A | #VALUE! | #N/A | #N/A | #N/A | #N/A | #N/A | #N/A | #N/A | #N/A | #N/A | #N/A | #N/A | #N/A | #N/A | #N/A | #N/A | #N/A | #N/A | #N/A | #N/A | #N/A | #N/A | #N/A | #N/A | #N/A | #N/A | #N/A | #N/A | #N/A | #N/A | #N/A | #N/A | #N/A | #VALUE! | #N/A | #N/A | #N/A | #N/A | #N/A | #N/A | #N/A | #N/A | #N/A | #N/A | #N/A | #N/A | #N/A | #N/A | #N/A | #N/A | #N/A | #N/A | #N/A | #N/A | #N/A | #N/A | #N/A | #N/A | #N/A | #N/A | #N/A | #N/A | #N/A | #N/A | #N/A | #N/A |  | #N/A | #N/A | #N/A | #N/A | #N/A | #N/A | #N/A | #N/A | #N/A | #N/A | #N/A | #N/A | #N/A | #N/A | #N/A | #N/A | #N/A | #N/A | #N/A | #N/A | #N/A | #N/A | #N/A | #N/A | #N/A | #N/A | #N/A | #N/A | #N/A | #N/A | #N/A | #N/A
NO HP - Domestic
Central Outlook | #N/A | #N/A | #N/A | #N/A | #N/A | #N/A | #N/A | #N/A | #N/A | #N/A | #N/A | #N/A | #N/A | #N/A | #N/A | #N/A | #N/A | #N/A | #N/A | #N/A | #N/A | #N/A | #N/A | #N/A | #N/A | #N/A | #N/A | #N/A | #N/A | #N/A | #N/A | #N/A
Steady Progression | #N/A | #N/A | #N/A | #N/A | #N/A | #N/A | #N/A | #N/A | #N/A | #N/A | #N/A | #N/A | #N/A | #N/A | #N/A | #N/A | #N/A | #N/A | #N/A | #N/A | #N/A | #N/A | #N/A | #N/A | #N/A | #N/A | #N/A | #N/A | #N/A | #N/A | #N/A | #N/A
System Transformation | #N/A | #N/A | #N/A | #N/A | #N/A | #N/A | #N/A | #N/A | #N/A | #N/A | #N/A | #N/A | #N/A | #N/A | #N/A | #N/A | #N/A | #N/A | #N/A | #N/A | #N/A | #N/A | #N/A | #N/A | #N/A | #N/A | #N/A | #N/A | #N/A | #N/A | #N/A | #N/A
Consumer Transformation | #N/A | #N/A | #N/A | #N/A | #N/A | #N/A | #N/A | #N/A | #N/A | #N/A | #N/A | #N/A | #N/A | #N/A | #N/A | #N/A | #N/A | #N/A | #N/A | #N/A | #N/A | #N/A | #N/A | #N/A | #N/A | #N/A | #N/A | #N/A | #N/A | #N/A | #N/A | #N/A
Leading the Way | #N/A | #N/A | #N/A | #N/A | #N/A | #N/A | #N/A | #N/A | #N/A | #N/A | #N/A | #N/A | #N/A | #N/A | #N/A | #N/A | #N/A | #N/A | #N/A | #N/A | #N/A | #N/A | #N/A | #N/A | #N/A | #N/A | #N/A | #N/A | #N/A | #N/A | #N/A | #N/A
Year | 2020 | 2021 | 2022 | 2023 | 2024 | 2025 | 2026 | 2027 | 2028 | 2029 | 2030 | 2031 | 2032 | 2033 | 2034 | 2035 | 2036 | 2037 | 2038 | 2039 | 2040 | 2041 | 2042 | 2043 | 2044 | 2045 | 2046 | 2047 | 2048 | 2049 | 2050 | 2051
Non Domestic | 4 | 6 | 8 | 10 | 12 | 14 | 16 | 18 | 20 | 22 | 24 | 26 | 28 | 30 | 32 | 34 | 36 | 38 | 40 | 42 | 44 | 46 | 48 | 50 | 52 | 54 | 56 | 58 | 60 | 62 | 64 | 66 |  | 69 | 71 | 73 | 75 | 77 | 79 | 81 | 83 | 85 | 87 | 89 | 91 | 93 | 95 | 97 | 99 | 101 | 103 | 105 | 107 | 109 | 111 | 113 | 115 | 117 | 119 | 121 | 123 | 125 | 127 | 129 | 131 | 1 | 134 | 136 | 138 | 140 | 142 | 144 | 146 | 148 | 150 | 152 | 154 | 156 | 158 | 160 | 162 | 164 | 166 | 168 | 170 | 172 | 174 | 176 | 178 | 180 | 182 | 184 | 186 | 188 | 190 | 192 | 194 | 196 | 1 | 199 | 201 | 203 | 205 | 207 | 209 | 211 | 213 | 215 | 217 | 219 | 221 | 223 | 225 | 227 | 229 | 231 | 233 | 235 | 237 | 239 | 241 | 243 | 245 | 247 | 249 | 251 | 253 | 255 | 257 | 259 | 261 | 1 | 264 | 266 | 268 | 270 | 272 | 274 | 276 | 278 | 280 | 282 | 284 | 286 | 288 | 290 | 292 | 294 | 296 | 298 | 300 | 302 | 304 | 306 | 308 | 310 | 312 | 314 | 316 | 318 | 320 | 322 | 324 | 326
Central Outlook | [32 empty] | Steady Progression | 1: System Transformation; 1: Consumer Transformation; 1: Leading the Way
| 2020 | 2021 | 2022 | 2023 | 2024 | 2025 | 2026 | 2027 | 2028 | 2029 | 2030 | 2031 | 2032 | 2033 | 2034 | 2035 | 2036 | 2037 | 2038 | 2039 | 2040 | 2041 | 2042 | 2043 | 2044 | 2045 | 2046 | 2047 | 2048 | 2049 | 2050 | 2051 |  | 2020 | 2021 | 2022 | 2023 | 2024 | 2025 | 2026 | 2027 | 2028 | 2029 | 2030 | 2031 | 2032 | 2033 | 2034 | 2035 | 2036 | 2037 | 2038 | 2039 | 2040 | 2041 | 2042 | 2043 | 2044 | 2045 | 2046 | 2047 | 2048 | 2049 | 2050 | 2051 |  | 2020 | 2021 | 2022 | 2023 | 2024 | 2025 | 2026 | 2027 | 2028 | 2029 | 2030 | 2031 | 2032 | 2033 | 2034 | 2035 | 2036 | 2037 | 2038 | 2039 | 2040 | 2041 | 2042 | 2043 | 2044 | 2045 | 2046 | 2047 | 2048 | 2049 | 2050 | 2051 |  | 2020 | 2021 | 2022 | 2023 | 2024 | 2025 | 2026 | 2027 | 2028 | 2029 | 2030 | 2031 | 2032 | 2033 | 2034 | 2035 | 2036 | 2037 | 2038 | 2039 | 2040 | 2041 | 2042 | 2043 | 2044 | 2045 | 2046 | 2047 | 2048 | 2049 | 2050 | 2051 |  | 2020 | 2021 | 2022 | 2023 | 2024 | 2025 | 2026 | 2027 | 2028 | 2029 | 2030 | 2031 | 2032 | 2033 | 2034 | 2035 | 2036 | 2037 | 2038 | 2039 | 2040 | 2041 | 2042 | 2043 | 2044 | 2045 | 2046 | 2047 | 2048 | 2049 | 2050 | 2051
| #N/A | #N/A | #N/A | #N/A | #N/A | #N/A | #N/A | #N/A | #N/A | #N/A | #N/A | #N/A | #N/A | #N/A | #N/A | #N/A | #N/A | #N/A | #N/A | #N/A | #N/A | #N/A | #N/A | #N/A | #N/A | #N/A | #N/A | #N/A | #N/A | #N/A | #N/A | #N/A |  | #N/A | #N/A | #N/A | #N/A | #N/A | #N/A | #N/A | #N/A | #N/A | #N/A | #N/A | #N/A | #N/A | #N/A | #N/A | #N/A | #N/A | #N/A | #N/A | #N/A | #N/A | #N/A | #N/A | #N/A | #N/A | #N/A | #N/A | #N/A | #N/A | #N/A | #N/A | #N/A | #N/A | #N/A | #N/A | #N/A | #N/A | #N/A | #N/A | #N/A | #N/A | #N/A | #N/A | #N/A | #N/A | #N/A | #N/A | #N/A | #N/A | #N/A | #N/A | #N/A | #N/A | #N/A | #N/A | #N/A | #N/A | #N/A | #N/A | #N/A | #N/A | #N/A | #N/A | #N/A | #N/A | #N/A | #N/A | #N/A | #N/A | #N/A | #N/A | #N/A | #N/A | #N/A | #N/A | #N/A | #N/A | #N/A | #N/A | #N/A | #N/A | #N/A | #N/A | #N/A | #N/A | #N/A | #N/A | #N/A | #N/A | #N/A | #N/A | #N/A | #N/A | #N/A | #N/A | #N/A | #N/A | #N/A | #N/A | #N/A | #N/A | #N/A | #N/A | #N/A | #N/A | #N/A | #N/A | #N/A | #N/A | #N/A | #N/A | #N/A | #N/A | #N/A | #N/A | #N/A | #N/A | #N/A | #N/A | #N/A | #N/A | #N/A | #N/A | #N/A | #N/A | #N/A | #N/A | #N/A | #N/A | #N/A | #N/A
NO HP - Domestic
Central Outlook | #N/A | #N/A | #N/A | #N/A | #N/A | #N/A | #N/A | #N/A | #N/A | #N/A | #N/A | #N/A | #N/A | #N/A | #N/A | #N/A | #N/A | #N/A | #N/A | #N/A | #N/A | #N/A | #N/A | #N/A | #N/A | #N/A | #N/A | #N/A | #N/A | #N/A | #N/A | #N/A
Steady Progression | #N/A | #N/A | #N/A | #N/A | #N/A | #N/A | #N/A | #N/A | #N/A | #N/A | #N/A | #N/A | #N/A | #N/A | #N/A | #N/A | #N/A | #N/A | #N/A | #N/A | #N/A | #N/A | #N/A | #N/A | #N/A | #N/A | #N/A | #N/A | #N/A | #N/A | #N/A | #N/A
System Transformation | #N/A | #N/A | #N/A | #N/A | #N/A | #N/A | #N/A | #N/A | #N/A | #N/A | #N/A | #N/A | #N/A | #N/A | #N/A | #N/A | #N/A | #N/A | #N/A | #N/A | #N/A | #N/A | #N/A | #N/A | #N/A | #N/A | #N/A | #N/A | #N/A | #N/A | #N/A | #N/A
Consumer Transformation | #N/A | #N/A | #N/A | #N/A | #N/A | #N/A | #N/A | #N/A | #N/A | #N/A | #N/A | #N/A | #N/A | #N/A | #N/A | #N/A | #N/A | #N/A | #N/A | #N/A | #N/A | #N/A | #N/A | #N/A | #N/A | #N/A | #N/A | #N/A | #N/A | #N/A | #N/A | #N/A
Leading the Way | #N/A | #N/A | #N/A | #N/A | #N/A | #N/A | #N/A | #N/A | #N/A | #N/A | #N/A | #N/A | #N/A | #N/A | #N/A | #N/A | #N/A | #N/A | #N/A | #N/A | #N/A | #N/A | #N/A | #N/A | #N/A | #N/A | #N/A | #N/A | #N/A | #N/A | #N/A | #N/A
Year | 2020 | 2021 | 2022 | 2023 | 2024 | 2025 | 2026 | 2027 | 2028 | 2029 | 2030 | 2031 | 2032 | 2033 | 2034 | 2035 | 2036 | 2037 | 2038 | 2039 | 2040 | 2041 | 2042 | 2043 | 2044 | 2045 | 2046 | 2047 | 2048 | 2049 | 2050 | 2051
No HP - Total
Central Outlook | #N/A | #N/A | #N/A | #N/A | #N/A | #N/A | #N/A | #N/A | #N/A | #N/A | #N/A | #N/A | #N/A | #N/A | #N/A | #N/A | #N/A | #N/A | #N/A | #N/A | #N/A | #N/A | #N/A | #N/A | #N/A | #N/A | #N/A | #N/A | #N/A | #N/A | #N/A | #N/A
Steady Progression | #N/A | #N/A | #N/A | #N/A | #N/A | #N/A | #N/A | #N/A | #N/A | #N/A | #N/A | #N/A | #N/A | #N/A | #N/A | #N/A | #N/A | #N/A | #N/A | #N/A | #N/A | #N/A | #N/A | #N/A | #N/A | #N/A | #N/A | #N/A | #N/A | #N/A | #N/A | #N/A
System Transformation | #N/A | #N/A | #N/A | #N/A | #N/A | #N/A | #N/A | #N/A | #N/A | #N/A | #N/A | #N/A | #N/A | #N/A | #N/A | #N/A | #N/A | #N/A | #N/A | #N/A | #N/A | #N/A | #N/A | #N/A | #N/A | #N/A | #N/A | #N/A | #N/A | #N/A | #N/A | #N/A
Consumer Transformation | #N/A | #N/A | #N/A | #N/A | #N/A | #N/A | #N/A | #N/A | #N/A | #N/A | #N/A | #N/A | #N/A | #N/A | #N/A | #N/A | #N/A | #N/A | #N/A | #N/A | #N/A | #N/A | #N/A | #N/A | #N/A | #N/A | #N/A | #N/A | #N/A | #N/A | #N/A | #N/A
Leading the Way | #N/A | #N/A | #N/A | #N/A | #N/A | #N/A | #N/A | #N/A | #N/A | #N/A | #N/A | #N/A | #N/A | #N/A | #N/A | #N/A | #N/A | #N/A | #N/A | #N/A | #N/A | #N/A | #N/A | #N/A | #N/A | #N/A | #N/A | #N/A | #N/A | #N/A | #N/A | #N/A
Year | 2020 | 2021 | 2022 | 2023 | 2024 | 2025 | 2026 | 2027 | 2028 | 2029 | 2030 | 2031 | 2032 | 2033 | 2034 | 2035 | 2036 | 2037 | 2038 | 2039 | 2040 | 2041 | 2042 | 2043 | 2044 | 2045 | 2046 | 2047 | 2048 | 2049 | 2050 | 2051

## Graph_Settings (hidden)
DESIGN AREA
Primary Substation Names | BSP Sub Name | Color Code Background |  |  |  | Color Code Heading
Select a Primary | Select a BSP |  | R | G | B |  | R | G | B
Albion St | Adswood | Central Outlook | 206 | 246 | 245 |  | 26 | 161 | 156
Alderley & Chelford | Agecroft | Steady Progression | 228 | 228 | 230 |  | 133 | 134 | 137
Alston | Altrincham | System Transformation | 226 | 239 | 249 |  | 30 | 154 | 214
Ambleside | Atherton | Consumer Transformation | 253 | 230 | 212 |  | 247 | 148 | 68
Ancoats North T11 & T12 | Barrow & Sandgate | Leading The Way | 202 | 230 | 180 |  | 111 | 162 | 81
Ancoats North T14 | Barton
Annie Pit | Belfield | HOW TO USE
Ansdell | Bispham | Change the number under RGB columns
Ardwick | Blackburn | Click "Check Colors" button
Arnside | Blackpool | If you like the colors click "apply color DFES" button
Ashton (Golborne) | Bloom St
Ashton (Ribble) | Bolton
Ashton On Mersey | Burnley
Ashton Under Lyne T11 & T12 | Bury
Ashton Under Lyne T13 | Buxton
Ashwood Dale | Carlisle
Askam & Dalton | Carlisle North
Askerton Castle | Carrington BSP
Aspatria | Castleton
Atherton Town Centre | Chadderton
Athletic St | Droylsden
Avenham | Egremont
Baguley | Frederick Rd
Bamber Bridge | Golborne
Barbara St | Greenhill
Barrow | Hartshead-Heyrod
Barton Dock Rd | Hazel Grove
Bedford | Huncoat
Belgrave | Hyde
Benchill | Kendal (Parkside Rd)
Bentham | Lancaster
Bispham | Leyland
Blackbull | Longsight
Blackburn | Lower Darwen
Blackburn Rd Clayton | Lytham
Blackfriars | Moss Nook
Blackley | Moss Nook Primary
Blackpool | Nelson
Bollington | New Mills
Bolton By Bowland | Orrell
Bolton Le Sands | Padiham
Botany Bay | Peel
Bow Lane | Penrith & Shap
Bowaters | Preston East
Bowdon | Radcliffe
Bradford | Red Bank
Bradshawgate | Ribble
Bramhall | Risley
Bridgewater | Rochdale Central
Brinksway | Rossendale
Broadheath | Royton
Broadway | Sale
Buckshaw | Skelmersdale
Burnley | Spadeadam 11/33kV
Burnley Centre | Spadeadam 132/11kV
Burnley North | Stainburn & Siddick
Burrow Beck | Stretford
Burscough Bridge | Stuart St
Bury Town Centre | Thornton
Campbell St | Trimpell
Cannon St | Ulverston
Capontree | Vernon Park
Carleton | West Didsbury
Carlisle North | Westhoughton
Carr St | Wigan
Castleton | Wrightington
Catterall Waterworks
Cecil St
Central Manchester
Chadderton
Chamberhall
Chapel Wharf
Chassen Rd
Chatsworth St
Cheadle Heath
Cheadle Hulme
Cheetham Hill
Chester Rd T11 & T12
Chester Rd T13
Chorley South
Chorlton
Church
Circle Sq
Clarendon Rd
Claughton
Cleveleys
Clifton Junction
Clover Hill
Cog Lane
Coniston
Copse Rd
Cox Green
Craggs Row & Bushell St
Crown Lane
Culcheth
Cutacre
Deansgate
Denton East
Denton West
Dickinson St
Didsbury
Dodgson Rd
Douglas St
Droylsden East
Dukinfield
Dumers Lane
Dumplington
Eastlands
Easton
Egremont
Embleton
Exchange St
Failsworth
Fallowfield
Farnworth
Feniscowles
Ferodo
Flat Lane
Frederick Rd
Fusehill
Gale
Garstang
Gatley
Gidlow
Gillsrow
Glaxo
Glossop
Golborne
Gowhole
Grane Rd & Prinny Hill
Grange
Great Harwood
Green Lane (Altrincham)
Green Lane (Hazel Grove)
Green St T11
Green St T12 & T13
Greenfield
Greenhill
Griffin
Hadfield
Hall Cross
Handforth
Hanging Bridge
Hareholme
Harpurhey
Harwood
Hattersley
Haverthwaite
Hawk Green
Haydock
HDA No1 & HDA No2
Heady Hill
Heap Bridge
Heasandford
Heaton Moor
Heaton Norris
Helwith Bridge
Hensingham
Heyrod
Heyside
Heywood
Higher Mill
Higher Walton
Hill Top T11 & T12
Hill Top T13
Hindley Green
Hollinwood
Holme Rd
Holt St
Hurst
Hutton End & Skelton C
Hyde
Hyndburn Rd
India St
Ingleton
Irlam
James St
Kay St
Kendal
Keswick
Kingsway
Kinkry Hill
Kirkby Lonsdale
Kirkby Moor
Kirkby Stephen
Kirkby Thore
Kirkhall Lane
Kitt Green
Knott Mill
Lamberhead
Lancaster
Langley
Langroyd Rd
Leigh
Levenshulme
Leyland National
Little Hulton
Little Salkeld
Littleborough
Longford Bridge
Longridge
Longsight
Lostock
Lower Darwen
Lyons Rd
Manchester University
Marple
Marton
Maryport
Medipark
Melling
Mereside
Middleton Junction
Midway
Milnrow
Mintsfeet
Monsall
Monton
Moorside
Morton Park & Pirelli
Mosley Rd
Moss Lane
Moss Nook Primary
Moss Side (Leyland) & Seven Stars
Moss Side (Longsight)
Mossley
Mount St
Musgrave Rd
Nelson
New Moston
Newbiggin on Lune
Newby
Newton
Newton Heath
Newton Le Willows
Newtongate T11 & T12
Newtongate T13
Norbreck
Norbury
Northenden
NWGB Partington
Offerton
Openshaw
Ormskirk
Padiham
Peel St & Ribblesdale T13
Pendleton
Petteril Bank
Phillips Lane
Piccadilly
Pimbo
Portwood
Poulton
Poynton
Preesall
Preston East
Preston Old Rd
Prestwich
Pringle St
Queens Park
Radcliffe
Randal St
Rawtenstall Rd
Reddish Vale
Ribblesdale T14
Ribbleton
Ringley
Risley
Robert Hall St
Rochdale Central
Roman Rd
Romiley
Rossall
Royton
S.E. Macclesfield
S.W. Macclesfield
Sale
Sale Moor
Salford Quays
Sandgate
Scarisbrick
Sebergham
Sedbergh
Selsmire
Settle
Shannon St South
Shap
Shaw
Siddick
Silloth
Skelmersdale
Slipway
Snipe
South Park
Spa Rd
Spadeadam 11/33kV
Spadeadam 132/11kV
Spotland
Spring Cottage
Spring Garden St 11kV
Spring Garden St 6.6kV
Squires Gate
St Annes
St Marys
St Marys St
St Thomas Rd
Stainburn
Standish
Strangeways
Strawberry Bank
Stuart St
Stubbins
Swinton
Tame Valley
Tardy Gate
Tarleton
The Height
Thornton
Townley St
Trafford
Trafford Park North
Trimpell
Trinity
Tulketh
Ulverston
Union Rd
Upholland
Urmston
Victoria Park
Warbreck
Wardleworth
Warton
Waterhead
Waterswallows
Weaste
Werneth
Wesley Place Bacup
West Didsbury
Westgate
Westhoughton
Westlinton
Whalley
Whalley Range
Whasset
Whinfell
Whittle Le Woods
Whitworth
Wigton
Willow Hey
Willowbank
Willowholme
Wilmslow
Windermere
Winifred Rd
Withington
Withyfold Drive
Woodbine St
Woodfield Rd
Woodhill Lane
Woodhouse Park
Woodley
Woolfold
Wordsworth St
Worsley Mesnes
Wrightington
Yealand
Check Colors
Apply Color DFES

## Substation Location (hidden)
| Primary Substation | Voltage (kV) | BSP Group | GSP Group | Primary Substation Location |  |  | BSP | Voltage (kV) | GSP Group | BSP Coordinates
[5 empty] | Easting | Northing | Distance |  |  |  | Easting | Northing | LI
| Select a primary | [6 empty] | Select a BSP
1 | ALBION ST | 6.6 | LOWER DARWEN | ROCHDALE | 367434 | 426087 | 32.8687 | ADSWOOD | 33 | BREDBURY | 389188 | 388310 | 11.3132
2 | ALDERLEY | 11 | MOSS NOOK | SOUTH MANCHESTER | 385044 | 379026 | 17.6051 | AGECROFT | 33 | KEARSLEY | 380345 | 401831 | 5.7022
3 | ALSTON | 11 | PENRITH & SHAP | HARKER / HUTTON | 372125 | 546499 | 150.5909 | ALTRINCHAM | 33 | CARRINGTON | 376380 | 389012 | 8.5514
4 | AMBLESIDE | 11 | KENDAL (PARKSIDE RD) | HARKER / HUTTON | 337602 | 503506 | 115.7949 | ATHERTON | 33 | KEARSLEY | 366150 | 402088 | 16.0349
5 | ANCOATS NORTH T11 & T12 | 6.6 | RED BANK | WHITEGATE | 385022 | 398830 | 4.7754 | BARROW | 33 | HARKER / HUTTON | 319709 | 470489 | 96.3643
6 | ANCOATS NORTH T14 | 6.6 | RED BANK | WHITEGATE | 385032 | 398840 | 4.7893 | BARTON | 33 | CARRINGTON | 376758 | 397174 | 4.4111
7 | ANNIE PIT | 11 | STAINBURN & SIDDICK | HARKER / HUTTON | 300011 | 527810 | 154.5842 | BELFIELD | 33 | ROCHDALE | 391033 | 413945 | 20.382
8 | ANSDELL | 6.6 | LYTHAM | PENWORTHAM WEST / STANAH | 334416 | 428229 | 56.5923 | BISPHAM | 33 | PENWORTHAM WEST / STANAH | 332328 | 439711 | 65.3436
9 | ARDWICK | 6.6 | STUART ST | STALYBRIDGE | 384753 | 397415 | 3.9019 | BLACKBURN | 33 | PENWORTHAM EAST / ROCHDALE | 370584 | 429294 | 34.7365
10 | ARNSIDE | 11 | KENDAL (PARKSIDE RD) | HARKER / HUTTON | 346495 | 478180 | 88.9914 | BLACKPOOL | 33 | PENWORTHAM WEST / STANAH | 330835 | 435308 | 63.6671
11 | ASHTON (GOLBORNE) | 6.6 | GOLBORNE | BOLD | 357056 | 400663 | 24.4144 | BLOOM ST | 33 | SOUTH MANCHESTER | 384221 | 397717 | 3.5233
12 | ASHTON (RIBBLE) | 6.6 | RIBBLE | PENWORTHAM EAST / ROCHDALE | 350275 | 430526 | 46.1246 | BOLTON | 33 | KEARSLEY | 372255 | 410566 | 16.8695
13 | ASHTON ON MERSEY | 6.6 | SALE | CARRINGTON | 377188 | 392252 | 5.5064 | BURNLEY | 33 | ROCHDALE | 385569 | 434469 | 38.5612
14 | ASHTON UNDER LYNE T11 & T12 | 6.6 | HARTSHEAD-HEYROD | STALYBRIDGE | 393275 | 399319 | 12.6194 | BURY | 33 | KEARSLEY | 380272 | 411184 | 15.0314
15 | ASHTON UNDER LYNE T13 | 6.6 | HARTSHEAD-HEYROD | STALYBRIDGE | 393285 | 399329 | 12.6316 | BUXTON | 33 | STALYBRIDGE | 407769 | 375476 | 33.7943
16 | ASHWOOD DALE | 6.6 | BUXTON | STALYBRIDGE | 406537 | 373050 | 34.4101 | CARLISLE | 33 | HARKER / HUTTON | 338655 | 556583 | 165.9188
17 | ASKAM | 11 | ULVERSTON | HARKER / HUTTON | 321558 | 477806 | 101.0135 | CARRINGTON BSP | 33 | CARRINGTON | 373110 | 393020 | 8.5468
18 | ASKERTON CASTLE | 11 | - | HARKER / HUTTON | 354779 | 568913 | 174.7269 | CASTLETON | 33 | ROCHDALE | 388461 | 411290 | 16.8341
19 | ASPATRIA | 11 | STAINBURN & SIDDICK | HARKER / HUTTON | 314417 | 542840 | 161.0953 | CHADDERTON | 33 | WHITEGATE | 389137 | 403821 | 11.1277
20 | ATHERTON TOWN CENTRE | 11 | ATHERTON | KEARSLEY | 367546 | 403338 | 15.2906 | DROYLSDEN | 33 | STALYBRIDGE | 390140 | 398146 | 9.2977
21 | ATHLETIC ST | 6.6 | BURNLEY | ROCHDALE | 385381 | 432208 | 36.2939 | EGREMONT | 33 | HARKER / HUTTON | 301070 | 513074 | 141.6449
22 | AVENHAM | 6.6 | PRESTON EAST | PENWORTHAM EAST / ROCHDALE | 354028 | 429192 | 42.6692 | FREDERICK RD | 33 | KEARSLEY | 381795 | 399250 | 3.165
23 | BAGULEY | 11 | SALE | CARRINGTON | 380562 | 389035 | 7.1549 | GOLBORNE | 33 | BOLD | 360607 | 397690 | 20.5032
24 | BAMBER BRIDGE | 11 | RIBBLE | PENWORTHAM EAST / ROCHDALE | 356431 | 426698 | 39.2182 | GREENHILL | 33 | WHITEGATE | 393262 | 404755 | 14.9227
25 | BARBARA ST | 6.6 | BOLTON | KEARSLEY | 370695 | 407609 | 15.4302 | HAZEL GROVE | 33 | BREDBURY | 391313 | 386877 | 13.8442
26 | BARROW | 11 | BARROW & SANDGATE | HARKER / HUTTON | 319709 | 470489 | 96.3643 | HARTSHEAD-HEYROD | 33 | STALYBRIDGE | 397322 | 399942 | 16.6989
27 | BARTON DOCK RD | 6.6 | BARTON | CARRINGTON | 378864 | 395534 | 2.2813 | HUNCOAT | 33 | PADIHAM | 377997 | 431083 | 35.0436
28 | BEDFORD | 11 | ATHERTON | KEARSLEY | 366258 | 399876 | 15.2523 | HYDE | 33 | STALYBRIDGE | 395522 | 395647 | 14.4776
29 | BELGRAVE | 6.6 | GREENHILL | WHITEGATE | 393008 | 403366 | 13.9512 | KEARSLEY LOCAL | 33 | KEARSLEY | 376355 | 404783 | 9.8088
30 | BENCHILL | 11 | WEST DIDSBURY | SOUTH MANCHESTER | 382454 | 388020 | 8.2723 | KENDAL (PARKSIDE RD) | 33 | HARKER / HUTTON | 351915 | 491858 | 100.0235
31 | BENTHAM | 11 | KENDAL (PARKSIDE RD) | HARKER / HUTTON | 366887 | 470130 | 75.3017 | LANCASTER | 33 | HEYSHAM | 348644 | 463628 | 74.8371
32 | BISPHAM | 6.6 | BISPHAM | PENWORTHAM WEST / STANAH | 331655 | 439667 | 65.8178 | LEYLAND | 33 | PENWORTHAM WEST / STANAH | 354121 | 423373 | 38.2783
33 | BLACKBULL | 6.6 | RIBBLE | PENWORTHAM EAST / ROCHDALE | 353041 | 433005 | 46.2744 | LONGSIGHT | 33 | BREDBURY | 385592 | 396016 | 4.5407
34 | BLACKBURN | 6.6 | BLACKBURN | PENWORTHAM EAST / ROCHDALE | 370584 | 429294 | 34.7365 | LOWER DARWEN | 33 | ROCHDALE | 369695 | 424981 | 30.9666
35 | BLACKFRIARS | 6.6 | FREDERICK RD | WHITEGATE | 383030 | 399104 | 3.5349 | LYTHAM | 33 | PENWORTHAM WEST / STANAH | 335361 | 429316 | 56.4474
36 | BLACKLEY | 6.6 | RED BANK | WHITEGATE | 383882 | 403258 | 7.6286 | MACCLESFIELD | 33 | MACCLESFIELD | 392047 | 374564 | 24.2445
37 | BLACKPOOL | 6.6 | BLACKPOOL | PENWORTHAM WEST / STANAH | 330835 | 435308 | 63.6671 | MOSS NOOK | 33 | SOUTH MANCHESTER | 384073 | 385068 | 11.5081
38 | BOLLINGTON | 11 | MACCLESFIELD | MACCLESFIELD | 393042 | 377873 | 21.877 | NELSON | 33 | PADIHAM | 385989 | 438643 | 42.7558
39 | BOLTON BY BOWLAND | 11 | PADIHAM | PADIHAM | 378320 | 449559 | 53.456 | NEW MILLS | 33 | STALYBRIDGE | 401141 | 383916 | 23.5313
40 | BOLTON LE SANDS | 11 | LANCASTER | HEYSHAM | 347707 | 467237 | 78.4991 | ORRELL | 33 | WASHWAY FARM / KIRKBY | 352784 | 404565 | 29.4893
41 | BOTANY BAY | 11 | LEYLAND | PENWORTHAM WEST / STANAH | 359442 | 418850 | 31.3261 | PADIHAM | 33 | PADIHAM | 378571 | 433224 | 37.1341
42 | BOW LANE | 11 | LEYLAND | PENWORTHAM WEST / STANAH | 354895 | 422392 | 37.0369 | PEEL | 33 | PENWORTHAM WEST / STANAH | 335644 | 432080 | 57.8911
43 | BOWATERS | 11 | BARROW & SANDGATE | HARKER / HUTTON | 319579 | 472480 | 97.9895 | PENRITH | 33 | HARKER / HUTTON | 349996 | 530398 | 137.7714
44 | BOWDON | 11 | ALTRINCHAM | CARRINGTON | 376743 | 386810 | 10.3078 | PRESTON EAST | 33 | PENWORTHAM EAST / ROCHDALE | 356774 | 432942 | 44.0622
45 | BRADFORD | 6.6 | STUART ST | STALYBRIDGE | 387613 | 397710 | 6.7367 | RED BANK | 33 | WHITEGATE | 384542 | 399276 | 4.6685
46 | BRADSHAWGATE | 6.6 | BOLTON | KEARSLEY | 371891 | 408910 | 15.6905 | RIBBLE | 33 | PENWORTHAM EAST / ROCHDALE | 351794 | 429241 | 44.1547
47 | BRAMHALL | 11 | HAZEL GROVE | BREDBURY | 389440 | 386463 | 12.83 | ROCHDALE CENTRAL | 33 | ROCHDALE | 389111 | 413393 | 19.0117
48 | BRIDGEWATER | 6.6 | BLOOM ST | SOUTH MANCHESTER | 383543 | 397628 | 2.8831 | ROSSENDALE | 33 | PADIHAM | 380261 | 422010 | 25.8492
49 | BRINKSWAY | 6.6 | ADSWOOD | BREDBURY | 388434 | 389885 | 9.6955 | ROYTON | 33 | WHITEGATE | 392426 | 407533 | 16.074
50 | BROADHEATH | 11 | ALTRINCHAM | CARRINGTON | 376412 | 389026 | 8.5222 | SALE | 33 | CARRINGTON | 378726 | 392892 | 4.023
51 | BROADWAY | 6.6 | LANCASTER | HEYSHAM | 344792 | 464471 | 77.3275 | SANDGATE | 33 | HARKER / HUTTON | 321492 | 468870 | 93.9813
52 | BUCKSHAW | 11 | LEYLAND | PENWORTHAM WEST / STANAH | 356748 | 421312 | 34.9679 | SHAP | 33 | HARKER / HUTTON | 356910 | 513357 | 119.6454
53 | BURNLEY | 6.6 | BURNLEY | ROCHDALE | 385569 | 434469 | 38.5612 | SIDDICK | 33 | HARKER / HUTTON | 300332 | 530823 | 156.9926
54 | BURNLEY CENTRE | 6.6 | BURNLEY | ROCHDALE | 384308 | 432288 | 36.2613 | SKELMERSDALE | 33 | WASHWAY FARM / KIRKBY | 347172 | 407455 | 35.711
55 | BURNLEY NORTH | 6.6 | BURNLEY | ROCHDALE | 384418 | 434168 | 38.1436 | STAINBURN | 33 | HARKER / HUTTON | 302535 | 529330 | 154.5834
56 | BURROW BECK | 11 | LANCASTER | HEYSHAM | 347903 | 458401 | 70.5075 | STRETFORD | 33 | SOUTH MANCHESTER | 380069 | 395104 | 1.4536
57 | BURSCOUGH BRIDGE | 11 | WRIGHTINGTON | PENWORTHAM WEST / STANAH | 344595 | 412486 | 39.9421 | STUART ST | 33 | STALYBRIDGE | 387247 | 398875 | 6.7568
58 | BURY TOWN CENTRE | 6.6 | BURY | KEARSLEY | 380863 | 410807 | 14.6352 | THORNTON | 33 | PENWORTHAM WEST / STANAH | 334559 | 443368 | 66.2507
59 | BUSHELL ST | 6.6 | RIBBLE | PENWORTHAM EAST / ROCHDALE | 353809 | 430094 | 43.5077 | ULVERSTON | 33 | HARKER / HUTTON | 327495 | 477808 | 97.6363
60 | CAMPBELL ST | 11 | KEARSLEY LOCAL | KEARSLEY | 372937 | 406428 | 13.0786 | VERNON PARK | 33 | BREDBURY | 391131 | 390929 | 11.3598
61 | CANNON ST | 6.6 | RED BANK | WHITEGATE | 384064 | 398635 | 3.8886 | WEST DIDSBURY | 33 | SOUTH MANCHESTER | 382900 | 393269 | 3.4411
62 | CAPONTREE | 11 | CARLISLE | HARKER / HUTTON | 352906 | 559671 | 165.9033 | WESTHOUGHTON | 33 | KEARSLEY | 365831 | 407025 | 18.6951
63 | CARLETON | 11 | EGREMONT | HARKER / HUTTON | 308796 | 498305 | 125.1086 | WIGAN | 33 | WASHWAY FARM / KIRKBY | 358343 | 404626 | 24.2331
64 | CARLISLE NORTH | 11 | - | HARKER / HUTTON | 338547 | 560280 | 169.5227 | WRIGHTINGTON | 33 | PENWORTHAM WEST / STANAH | 354460 | 413610 | 31.8008
65 | CARR ST | 11 | KEARSLEY LOCAL | KEARSLEY | 376984 | 401329 | 6.5688
66 | CASTLETON | 6.6 | CASTLETON | ROCHDALE | 388461 | 411290 | 16.8341
67 | CATTERALL WATERWORKS | 6.6 | RIBBLE | PENWORTHAM EAST / ROCHDALE | 349381 | 442178 | 55.8537
68 | CECIL ST | 6.6 | BLACKPOOL | PENWORTHAM WEST / STANAH | 331301 | 437023 | 64.3746
69 | CENTRAL MANCHESTER | 6.6 | STUART ST | STALYBRIDGE | 384852 | 397718 | 4.1002
70 | CHADDERTON | 6.6 | CHADDERTON | WHITEGATE | 389161 | 403872 | 11.1803
71 | CHAMBERHALL | 6.6 | BURY | KEARSLEY | 380280 | 411215 | 15.0619
72 | CHAPEL WHARF | 6.6 | FREDERICK RD | KEARSLEY | 383499 | 398634 | 3.4691
73 | CHASSEN RD | 6.6 | BARTON | CARRINGTON | 375542 | 394453 | 5.7741
74 | CHATSWORTH ST | 11 | BARROW & SANDGATE | HARKER / HUTTON | 319188 | 470003 | 96.3238
75 | CHEADLE HEATH | 6.6 | ADSWOOD | BREDBURY | 387062 | 389054 | 9.3154
76 | CHEADLE HULME | 11 | ADSWOOD | BREDBURY | 387386 | 386308 | 11.7223
77 | CHEETHAM HILL | 6.6 | AGECROFT | KEARSLEY | 383606 | 402218 | 6.5616
78 | CHELFORD | 11 | MOSS NOOK | SOUTH MANCHESTER | 382184 | 373490 | 22.7111
79 | CHESTER RD T11 & T12 | 6.6 | STRETFORD | SOUTH MANCHESTER | 381030 | 396165 | 0.025298
80 | CHESTER RD T13 | 6.6 | STRETFORD | SOUTH MANCHESTER | 381040 | 396175 | 0.014142
81 | CHORLEY SOUTH | 11 | WRIGHTINGTON | PENWORTHAM WEST / STANAH | 358658 | 417041 | 30.6113
82 | CHORLTON | 6.6 | WEST DIDSBURY | SOUTH MANCHESTER | 381411 | 393754 | 2.4452
83 | CHURCH | 6.6 | HUNCOAT | PADIHAM | 374687 | 428919 | 33.3592
84 | CIRCLE SQUARE | 6.6 | LONGSIGHT | BREDBURY | 384328 | 397424 | 3.5049
85 | CLARENDON RD | 6.6 | BLACKBURN | PENWORTHAM EAST / ROCHDALE | 369051 | 429883 | 35.7832
86 | CLAUGHTON | 11 | LANCASTER | HEYSHAM | 355872 | 466268 | 74.4812
87 | BLACKBURN RD CLAYTON | 6.6 | HUNCOAT | PADIHAM | 374632 | 430529 | 34.9511
88 | CLEVELEYS | 6.6 | BISPHAM | PENWORTHAM WEST / STANAH | 332286 | 443104 | 67.6819
89 | CLIFTON JUNCTION | 11 | KEARSLEY LOCAL | KEARSLEY | 379289 | 403073 | 7.1222
90 | CLOVER HILL | 6.6 | NELSON | PADIHAM | 386638 | 437064 | 41.2705
91 | COG LANE | 6.6 | HUNCOAT | PADIHAM | 382462 | 432232 | 36.0865
92 | CONISTON | 11 | ULVERSTON | HARKER / HUTTON | 329874 | 497641 | 113.6448
93 | COPSE RD | 6.6 | THORNTON | PENWORTHAM WEST / STANAH | 333013 | 446934 | 69.89
94 | COX GREEN | 11 | BOLTON | KEARSLEY | 371893 | 413641 | 19.7245
95 | CRAGGS ROW | 6.6 | RIBBLE | PENWORTHAM EAST / ROCHDALE | 353740 | 430080 | 43.5401
96 | CROWN LANE | 11 | WESTHOUGHTON | KEARSLEY | 362706 | 410859 | 23.5017
97 | CULCHETH | 11 | GOLBORNE | BOLD | 365430 | 395366 | 15.6448
98 | CUTACRE | 11 | KEARSLEY LOCAL | KEARSLEY | 369848 | 404515 | 13.9701
99 | DALTON | 11 | ULVERSTON | HARKER / HUTTON | 323582 | 474255 | 96.9527
100 | DEANSGATE | 6.6 | BLOOM ST | SOUTH MANCHESTER | 383463 | 398149 | 3.1157
101 | DENTON EAST | 6.6 | DROYLSDEN | STALYBRIDGE | 392394 | 395626 | 11.3532
102 | DENTON WEST | 6.6 | DROYLSDEN | STALYBRIDGE | 390380 | 395565 | 9.3458
103 | DICKINSON ST | 6.6 | BLOOM ST | SOUTH MANCHESTER | 384109 | 397722 | 3.4253
104 | DIDSBURY | 6.6 | WEST DIDSBURY | SOUTH MANCHESTER | 384792 | 391153 | 6.2588
105 | DODGSON RD | 6.6 | PRESTON EAST | PENWORTHAM EAST / ROCHDALE | 355190 | 430397 | 42.8979
106 | DOUGLAS ST | 6.6 | RIBBLE | PENWORTHAM EAST / ROCHDALE | 352220 | 429932 | 44.3967
107 | DROYLSDEN EAST | 6.6 | DROYLSDEN | STALYBRIDGE | 390532 | 398053 | 9.6627
108 | DUKINFIELD | 6.6 | HYDE | STALYBRIDGE | 394372 | 396438 | 13.3206
109 | DUMERS LANE | 11 | BURY | KEARSLEY | 380057 | 408141 | 12.0095
110 | DUMPLINGTON | 11 | BARTON | CARRINGTON | 376770 | 397157 | 4.3956
111 | EASTLANDS | 6.6 | STUART ST | STALYBRIDGE | 386458 | 398693 | 5.9627
112 | EASTON | 11 | - | HARKER / HUTTON | 343201 | 571738 | 179.5993
113 | EGREMONT | 11 | EGREMONT | HARKER / HUTTON | 301070 | 513074 | 141.6449
114 | EMBLETON | 11 | STAINBURN & SIDDICK | HARKER / HUTTON | 315767 | 529389 | 148.354
115 | EXCHANGE ST | 6.6 | LOWER DARWEN | ROCHDALE | 369100 | 423028 | 29.3954
116 | FAILSWORTH | 6.6 | CHADDERTON | WHITEGATE | 389631 | 401496 | 10.0945
117 | FALLOWFIELD | 6.6 | WEST DIDSBURY | SOUTH MANCHESTER | 385608 | 393881 | 5.0983
118 | FARNWORTH | 11 | KEARSLEY LOCAL | KEARSLEY | 373726 | 405532 | 11.8866
119 | FENISCOWLES | 6.6 | LOWER DARWEN | ROCHDALE | 364660 | 425120 | 33.267
120 | FERODO | 11 | NEW MILLS | STALYBRIDGE | 405720 | 381338 | 28.7835
121 | FLAT LANE | 11 | NELSON | PADIHAM | 383248 | 456995 | 60.8616
122 | FREDERICK RD | 6.6 | FREDERICK RD | KEARSLEY | 381697 | 399348 | 3.2395
123 | FUSEHILL | 11 | CARLISLE | HARKER / HUTTON | 341042 | 555452 | 164.2278
124 | GALE | 6.6 | BELFIELD | ROCHDALE | 389570 | 414943 | 20.6115
125 | GARSTANG | 6.6 | THORNTON | PENWORTHAM WEST / STANAH | 348319 | 445221 | 58.9685
126 | GATLEY | 6.6 | MOSS NOOK | SOUTH MANCHESTER | 384242 | 388388 | 8.4125
127 | GIDLOW | 6.6 | WIGAN | WASHWAY FARM / KIRKBY | 357620 | 406662 | 25.6743
128 | GILLSROW | 11 | PENRITH & SHAP | HARKER / HUTTON | 337117 | 526444 | 137.4809
129 | GLAXO | 11 | ULVERSTON | HARKER / HUTTON | 330458 | 477825 | 96.0573
130 | GLOSSOP | 11 | HYDE | STALYBRIDGE | 402300 | 394074 | 21.3494
131 | GOLBORNE | 11 | GOLBORNE | BOLD | 360621 | 397766 | 20.495
132 | GOWHOLE | 11 | NEW MILLS | STALYBRIDGE | 401104 | 383846 | 23.5363
133 | GRANE RD | 6.6 | ROSSENDALE | PADIHAM | 378312 | 422726 | 26.6942
134 | GRANGE | 11 | ULVERSTON | HARKER / HUTTON | 340240 | 478314 | 91.722
135 | GREAT HARWOOD | 6.6 | HUNCOAT | PADIHAM | 373765 | 431955 | 36.5169
136 | GREEN LANE (ALTRINCHAM) | 11 | ALTRINCHAM | CARRINGTON | 378744 | 387772 | 8.7128
137 | GREEN LANE (HAZEL GROVE) | 11 | HAZEL GROVE | BREDBURY | 391570 | 387132 | 13.8682
138 | GREEN ST T11 | 6.6 | WIGAN | WASHWAY FARM / KIRKBY | 358235 | 404898 | 24.4302
139 | GREEN ST T12 & T13 | 6.6 | WIGAN | WASHWAY FARM / KIRKBY | 358225 | 404888 | 24.4359
140 | GREENFIELD | 11 | HARTSHEAD-HEYROD | STALYBRIDGE | 399322 | 404583 | 20.1109
141 | GREENHILL | 6.6 | GREENHILL | WHITEGATE | 393262 | 404755 | 14.9227
142 | GRIFFIN | 6.6 | LOWER DARWEN | ROCHDALE | 367171 | 427130 | 33.9275
143 | HADFIELD | 11 | HYDE | STALYBRIDGE | 401790 | 395876 | 20.7381
144 | HALL CROSS | 6.6 | PEEL | PENWORTHAM WEST / STANAH | 342288 | 430650 | 51.8793
145 | HANDFORTH | 11 | MOSS NOOK | SOUTH MANCHESTER | 385958 | 383397 | 13.6849
146 | HANGING BRIDGE | 11 | WRIGHTINGTON | PENWORTHAM WEST / STANAH | 346186 | 417486 | 40.8659
147 | HAREHOLME | 6.6 | ROSSENDALE | PADIHAM | 382535 | 422283 | 26.152
148 | HARPURHEY | 6.6 | RED BANK | WHITEGATE | 385907 | 402469 | 7.9493
149 | HARWOOD | 11 | BOLTON | KEARSLEY | 374043 | 410941 | 16.3477
150 | HATTERSLEY | 11 | HYDE | STALYBRIDGE | 398419 | 395120 | 17.3969
151 | HAVERTHWAITE | 11 | ULVERSTON | HARKER / HUTTON | 334234 | 483827 | 99.3747
152 | HAWK GREEN | 11 | HAZEL GROVE | BREDBURY | 395915 | 387138 | 17.392
153 | HAYDOCK | 11 | GOLBORNE | BOLD | 357489 | 397336 | 23.5937
154 | HDA NO1 | 11 | STAINBURN & SIDDICK | HARKER / HUTTON | 301743 | 524532 | 150.8849
155 | HDA NO2 | 11 | STAINBURN & SIDDICK | HARKER / HUTTON | 301429 | 525527 | 151.8967
156 | HEADY HILL | 6.6 | CASTLETON | ROCHDALE | 384370 | 410583 | 14.7866
157 | HEAP BRIDGE | 6.6 | BURY | KEARSLEY | 382793 | 410428 | 14.3607
158 | HEASANDFORD | 6.6 | BURNLEY | ROCHDALE | 385349 | 433821 | 37.8922
159 | HEATON MOOR | 6.6 | VERNON PARK | BREDBURY | 387623 | 391345 | 8.1524
160 | HEATON NORRIS | 6.6 | VERNON PARK | BREDBURY | 388860 | 391967 | 8.867
161 | HELWITH BRIDGE | 11 | PADIHAM | PADIHAM | 381025 | 469428 | 73.255
162 | HENSINGHAM | 11 | EGREMONT | HARKER / HUTTON | 298465 | 517239 | 146.5535
163 | HEYROD | 6.6 | HARTSHEAD-HEYROD | STALYBRIDGE | 397310 | 399981 | 16.6961
164 | HEYSIDE | 6.6 | ROYTON | WHITEGATE | 393433 | 407129 | 16.531
165 | HEYWOOD | 6.6 | CASTLETON | ROCHDALE | 385429 | 410369 | 14.8549
166 | HIGHER MILL | 6.6 | MOSS NOOK | SOUTH MANCHESTER | 385731 | 388090 | 9.3386
167 | HIGHER WALTON | 11 | LEYLAND | PENWORTHAM WEST / STANAH | 358020 | 427270 | 38.6987
168 | HILL TOP T11 & T12 | 11 | KEARSLEY LOCAL | KEARSLEY | 373466 | 403748 | 10.7219
169 | HILL TOP T13 | 11 | KEARSLEY LOCAL | KEARSLEY | 373476 | 403758 | 10.7219
170 | HINDLEY GREEN | 11 | ATHERTON | KEARSLEY | 363389 | 403254 | 19.0314
171 | HOLLINWOOD | 6.6 | CHADDERTON | WHITEGATE | 390287 | 402592 | 11.2451
172 | HOLME RD | 11 | RIBBLE | PENWORTHAM EAST / ROCHDALE | 352311 | 429141 | 43.7384
173 | HOLT ST | 11 | BURY | KEARSLEY | 378620 | 416362 | 20.3352
174 | HURST | 6.6 | HARTSHEAD-HEYROD | STALYBRIDGE | 394658 | 400360 | 14.2338
175 | HUTTON END | 11 | PENRITH & SHAP | HARKER / HUTTON | 345810 | 538827 | 146.9432
176 | HYDE | 6.6 | HYDE | STALYBRIDGE | 395215 | 395126 | 14.1997
177 | HYNDBURN RD | 6.6 | HUNCOAT | PADIHAM | 375688 | 428877 | 33.1413
178 | INDIA ST | 6.6 | LOWER DARWEN | ROCHDALE | 369485 | 421865 | 28.1766
179 | INGLETON | 11 | KENDAL (PARKSIDE RD) | HARKER / HUTTON | 368913 | 472337 | 77.1256
180 | IRLAM | 6.6 | CARRINGTON BSP | CARRINGTON | 371680 | 393360 | 9.787
181 | JAMES ST | 11 | CARLISLE | HARKER / HUTTON | 340034 | 555418 | 164.4433
182 | KAY ST | 6.6 | HUNCOAT | PADIHAM | 373863 | 427594 | 32.2334
183 | KENDAL | 11 | KENDAL (PARKSIDE RD) | HARKER / HUTTON | 351915 | 491858 | 100.0235
184 | KESWICK | 11 | STAINBURN & SIDDICK | HARKER / HUTTON | 327022 | 523784 | 138.5786
185 | KINGSWAY | 11 | BELFIELD | ROCHDALE | 391636 | 411724 | 18.8099
186 | KINKRY HILL | 11 | - | HARKER / HUTTON | 350800 | 575111 | 181.4776
187 | KIRKBY LONSDALE | 11 | KENDAL (PARKSIDE RD) | HARKER / HUTTON | 359833 | 478813 | 85.3212
188 | KIRKBY MOOR | 11 | ULVERSTON | HARKER / HUTTON | 326099 | 483011 | 102.7662
189 | KIRKBY STEPHEN | 11 | PENRITH & SHAP | HARKER / HUTTON | 376579 | 509136 | 113.0516
190 | KIRKBY THORE | 11 | PENRITH & SHAP | HARKER / HUTTON | 364439 | 526672 | 131.5525
191 | KIRKHALL LANE | 11 | ATHERTON | KEARSLEY | 365510 | 401069 | 16.2968
192 | KITT GREEN | 6.6 | ORRELL | WASHWAY FARM / KIRKBY | 354934 | 405497 | 27.7343
193 | KNOTT MILL | 6.6 | BLOOM ST | SOUTH MANCHESTER | 383136 | 397725 | 2.5968
194 | LAMBERHEAD | 6.6 | ORRELL | WASHWAY FARM / KIRKBY | 355516 | 404030 | 26.7193
195 | LANCASTER | 11 | LANCASTER | HEYSHAM | 348644 | 463628 | 74.8371
196 | LANGLEY | 11 | CHADDERTON | WHITEGATE | 386421 | 406330 | 11.4878
197 | LANGROYD RD | 6.6 | NELSON | PADIHAM | 389077 | 440584 | 45.1299
198 | LEIGH | 11 | ATHERTON | KEARSLEY | 365863 | 399907 | 15.6432
199 | LEVENSHULME | 6.6 | LONGSIGHT | BREDBURY | 387494 | 394155 | 6.7488
200 | LEYLAND NATIONAL | 11 | STAINBURN & SIDDICK | HARKER / HUTTON | 301973 | 525948 | 151.9716
201 | LITTLE HULTON | 11 | KEARSLEY LOCAL | KEARSLEY | 372024 | 403826 | 11.8368
202 | LITTLE SALKELD | 11 | PENRITH & SHAP | HARKER / HUTTON | 356221 | 537513 | 143.505
203 | LITTLEBOROUGH | 6.6 | BELFIELD | ROCHDALE | 393221 | 416124 | 23.3683
204 | LONGFORD BRIDGE | 6.6 | STRETFORD | SOUTH MANCHESTER | 380056 | 395083 | 1.4779
205 | LONGRIDGE | 6.6 | PRESTON EAST | PENWORTHAM EAST / ROCHDALE | 360581 | 437001 | 45.6735
206 | LONGSIGHT | 6.6 | LONGSIGHT | BREDBURY | 385535 | 396037 | 4.4831
207 | LOSTOCK | 11 | WESTHOUGHTON | KEARSLEY | 365293 | 409079 | 20.3709
208 | LOWER DARWEN | 6.6 | LOWER DARWEN | ROCHDALE | 369695 | 424981 | 30.9666
209 | LYONS RD | 6.6 | BARTON | CARRINGTON | 378253 | 397241 | 2.9977
210 | MANCHESTER UNIVERSITY | 6.6 | LONGSIGHT | BREDBURY | 384762 | 396769 | 3.7556
211 | MARPLE | 11 | HAZEL GROVE | BREDBURY | 395671 | 388643 | 16.4426
212 | MARTON | 6.6 | BLACKPOOL | PENWORTHAM WEST / STANAH | 333341 | 433485 | 60.5699
213 | MARYPORT | 11 | STAINBURN & SIDDICK | HARKER / HUTTON | 303716 | 535313 | 159.1889
214 | MELLING | 11 | KENDAL (PARKSIDE RD) | HARKER / HUTTON | 360144 | 471643 | 78.3131
215 | MERESIDE | 6.6 | PEEL | PENWORTHAM WEST / STANAH | 334431 | 434843 | 60.5729
216 | MIDDLETON JUNCTION | 11 | CHADDERTON | WHITEGATE | 388606 | 405292 | 11.8401
217 | MIDWAY | 11 | EGREMONT | HARKER / HUTTON | 304525 | 501993 | 130.5931
218 | MILNROW | 6.6 | CASTLETON | ROCHDALE | 392351 | 413056 | 20.314
219 | MINTSFEET | 11 | KENDAL (PARKSIDE RD) | HARKER / HUTTON | 351827 | 494315 | 102.4015
220 | MONSALL | 6.6 | STUART ST | STALYBRIDGE | 386332 | 401003 | 7.1545
221 | MONTON | 6.6 | BARTON | CARRINGTON | 376321 | 399494 | 5.7819
222 | MOORSIDE | 6.6 | RIBBLE | PENWORTHAM EAST / ROCHDALE | 349331 | 435746 | 50.7185
223 | MORTON PARK | 11 | CARLISLE | HARKER / HUTTON | 337826 | 553939 | 163.5811
224 | MOSLEY RD | 6.6 | STRETFORD | SOUTH MANCHESTER | 379058 | 396289 | 1.9994
225 | MOSS LANE | 11 | KEARSLEY LOCAL | KEARSLEY | 380858 | 405856 | 9.685
226 | MOSS NOOK PRIMARY | 11 | MOSS NOOK | SOUTH MANCHESTER | 384084 | 385010 | 11.5669
227 | MOSS SIDE (Leyland) | 11 | LEYLAND | PENWORTHAM WEST / STANAH | 352170 | 422970 | 39.4001
228 | MOSS SIDE (Longsight) | 6.6 | LONGSIGHT | BREDBURY | 384007 | 395893 | 2.9662
229 | MOSSLEY | 11 | HARTSHEAD-HEYROD | STALYBRIDGE | 397437 | 401979 | 17.3814
230 | MOUNT ST | 6.6 | BARTON | CARRINGTON | 376250 | 397574 | 5.0041
231 | MUSGRAVE RD | 6.6 | BOLTON | KEARSLEY | 370045 | 409863 | 17.5674
232 | NELSON | 6.6 | NELSON | PADIHAM | 386020 | 438507 | 42.6243
233 | NEW MOSTON | 6.6 | CHADDERTON | WHITEGATE | 388333 | 402657 | 9.7481
234 | NEWBIGGIN ON LUNE | 11 | PENRITH & SHAP | HARKER / HUTTON | 369770 | 505803 | 110.2092
235 | NEWBY | 11 | PENRITH & SHAP | HARKER / HUTTON | 360520 | 521151 | 126.6536
236 | NEWTON | 11 | HYDE | STALYBRIDGE | 396385 | 396464 | 15.3338
237 | NEWTON HEATH | 6.6 | CHADDERTON | WHITEGATE | 388030 | 400511 | 8.2148
238 | NEWTON LE WILLOWS | 11 | GOLBORNE | BOLD | 357891 | 395944 | 23.1641
239 | NEWTONGATE T11 & T12 | 11 | PENRITH & SHAP | HARKER / HUTTON | 349973 | 530340 | 137.7201
240 | NEWTONGATE T13 | 11 | PENRITH & SHAP | HARKER / HUTTON | 349973 | 530340 | 137.7201
241 | NORBRECK | 6.6 | BISPHAM | PENWORTHAM WEST / STANAH | 331831 | 441463 | 66.8886
242 | NORBURY | 11 | HAZEL GROVE | BREDBURY | 392447 | 385492 | 15.6168
243 | NORTHENDEN | 6.6 | WEST DIDSBURY | SOUTH MANCHESTER | 382555 | 390327 | 6.0356
244 | NWGB PARTINGTON | 6.6 | CARRINGTON BSP | CARRINGTON | 372569 | 392079 | 9.421
245 | OFFERTON | 6.6 | VERNON PARK | BREDBURY | 391010 | 389489 | 11.9916
246 | OPENSHAW | 6.6 | DROYLSDEN | STALYBRIDGE | 388606 | 397346 | 7.6426
247 | ORMSKIRK | 11 | SKELMERSDALE | WASHWAY FARM / KIRKBY | 341294 | 408158 | 41.5271
248 | PADIHAM | 11 | PADIHAM | PADIHAM | 378428 | 433238 | 37.1579
249 | PEEL ST & RIBBLESDALE T13 | 11 | PADIHAM | PADIHAM | 374463 | 441514 | 45.8175
250 | PENDLETON | 6.6 | FREDERICK RD | KEARSLEY | 381161 | 398842 | 2.6711
251 | PETTERIL BANK | 11 | CARLISLE | HARKER / HUTTON | 341768 | 553686 | 162.3383
252 | PHILLIPS LANE | 6.6 | NELSON | PADIHAM | 387571 | 439522 | 43.8361
253 | PICCADILLY | 6.6 | BLOOM ST | SOUTH MANCHESTER | 384427 | 398261 | 3.967
254 | PIMBO | 11 | SKELMERSDALE | WASHWAY FARM / KIRKBY | 349148 | 404549 | 32.9871
255 | PIRELLI | 11 | CARLISLE | HARKER / HUTTON | 339059 | 553548 | 162.8818
256 | PORTWOOD | 6.6 | VERNON PARK | BREDBURY | 389826 | 390619 | 10.3824
257 | POULTON | 6.6 | BISPHAM | PENWORTHAM WEST / STANAH | 335679 | 439130 | 62.4836
258 | POYNTON | 11 | HAZEL GROVE | BREDBURY | 392096 | 383493 | 16.8139
259 | PREESALL | 11 | THORNTON | PENWORTHAM WEST / STANAH | 336965 | 446547 | 66.9431
260 | PRESTON EAST | 6.6 | PRESTON EAST | PENWORTHAM EAST / ROCHDALE | 356777 | 432926 | 44.0472
261 | PRESTON OLD RD | 6.6 | BLACKPOOL | PENWORTHAM WEST / STANAH | 332562 | 434929 | 62.0766
262 | PRESTWICH | 6.6 | AGECROFT | KEARSLEY | 381392 | 404001 | 7.8353
263 | PRINGLE ST | 6.6 | BLACKBURN | PENWORTHAM EAST / ROCHDALE | 369088 | 427387 | 33.429
264 | PRINNY HILL | 6.6 | ROSSENDALE | PADIHAM | 378328 | 423395 | 27.3581
265 | QUEENS PARK | 6.6 | STUART ST | STALYBRIDGE | 385893 | 400645 | 6.589
266 | RADCLIFFE | 11 | - | KEARSLEY | 377524 | 406160 | 10.5925
267 | RANDAL ST | 6.6 | BLACKBURN | PENWORTHAM EAST / ROCHDALE | 368092 | 428515 | 34.8428
268 | RAWTENSTALL RD | 6.6 | ROSSENDALE | PADIHAM | 379395 | 422143 | 26.0229
269 | REDDISH VALE | 6.6 | VERNON PARK | BREDBURY | 390147 | 393309 | 9.5334
270 | RIBBLESDALE T14 | 11 | PADIHAM | PADIHAM | 374759 | 443587 | 47.8301
271 | RIBBLETON | 6.6 | PRESTON EAST | PENWORTHAM EAST / ROCHDALE | 356730 | 431506 | 42.8961
272 | RINGLEY | 11 | KEARSLEY LOCAL | KEARSLEY | 376120 | 405531 | 10.5791
273 | RISLEY | 11 | - | BOLD | 365181 | 392989 | 16.1892
274 | ROBERT HALL ST | 6.6 | FREDERICK RD | KEARSLEY | 381359 | 397718 | 1.5748
275 | ROCHDALE CENTRAL | 6.6 | ROCHDALE CENTRAL | ROCHDALE | 389111 | 413393 | 19.0117
276 | ROMAN RD | 6.6 | LOWER DARWEN | ROCHDALE | 369058 | 426505 | 32.618
277 | ROMILEY | 11 | VERNON PARK | BREDBURY | 393626 | 390716 | 13.7053
278 | ROSSALL | 6.6 | THORNTON | PENWORTHAM WEST / STANAH | 331916 | 445505 | 69.6289
279 | ROYTON | 6.6 | ROYTON | WHITEGATE | 392426 | 407533 | 16.074
280 | SALE | 6.6 | SALE | CARRINGTON | 378952 | 392177 | 4.5151
281 | SALE MOOR | 6.6 | SALE | CARRINGTON | 379671 | 391133 | 5.2263
282 | SALFORD QUAYS | 6.6 | FREDERICK RD | KEARSLEY | 380334 | 397555 | 1.5583
283 | SANDGATE | 11 | BARROW & SANDGATE | HARKER / HUTTON | 321492 | 468870 | 93.9813
284 | SCARISBRICK | 11 | SKELMERSDALE | WASHWAY FARM / KIRKBY | 338069 | 412086 | 45.8359
285 | SEBERGHAM | 11 | CARLISLE | HARKER / HUTTON | 335344 | 542653 | 153.4464
286 | SEDBERGH | 11 | KENDAL (PARKSIDE RD) | HARKER / HUTTON | 365151 | 491747 | 96.8881
287 | SELSMIRE | 11 | PENRITH & SHAP | HARKER / HUTTON | 361018 | 507505 | 113.1205
288 | SETTLE | 11 | PADIHAM | PADIHAM | 381588 | 463721 | 67.5501
289 | SEVEN STARS | 11 | LEYLAND | PENWORTHAM WEST / STANAH | 352653 | 421636 | 38.1442
290 | SHANNON ST SOUTH | 6.6 | BLACKPOOL | PENWORTHAM WEST / STANAH | 330806 | 435291 | 63.6795
291 | SHAP | 11 | PENRITH & SHAP | HARKER / HUTTON | 356910 | 513357 | 119.6454
292 | SHAW | 6.6 | ROYTON | WHITEGATE | 394298 | 409450 | 18.7532
293 | Siddick | 11 | STAINBURN & SIDDICK | HARKER / HUTTON | 300289 | 530805 | 156.9992
294 | SILLOTH | 11 | CARLISLE | HARKER / HUTTON | 311307 | 553464 | 172.0613
295 | SKELMERSDALE | 11 | SKELMERSDALE | WASHWAY FARM / KIRKBY | 347198 | 407434 | 35.6797
296 | SKELTON C | 11 | PENRITH & SHAP | HARKER / HUTTON | 342672 | 538337 | 147.2541
297 | SLIPWAY | 11 | EGREMONT | HARKER / HUTTON | 297180 | 518183 | 148.0584
298 | SNIPE | 6.6 | DROYLSDEN | STALYBRIDGE | 391844 | 398322 | 11.0019
299 | S.E. MACCLESFIELD | 11 | MACCLESFIELD | MACCLESFIELD | 392001 | 372504 | 26.0779
300 | SOUTH PARK | 11 | LYTHAM | PENWORTHAM WEST / STANAH | 336410 | 427512 | 54.5456
301 | S.W. MACCLESFIELD | 11 | MACCLESFIELD | MACCLESFIELD | 390968 | 373004 | 25.201
302 | SPA RD | 6.6 | BOLTON | KEARSLEY | 371065 | 409109 | 16.3438
303 | Spadeadam 132/11kV | 11 | - | HARKER / HUTTON | 361282 | 570359 | 175.3046
304 | SPOTLAND | 6.6 | ROCHDALE CENTRAL | ROCHDALE | 387882 | 414309 | 19.3788
305 | SPRING COTTAGE | 6.6 | NELSON | PADIHAM | 385446 | 437481 | 41.5408
306 | SPRING GARDEN ST 11kV | 11 | LANCASTER | HEYSHAM | 347661 | 461494 | 73.3616
307 | SPRING GARDEN ST 6.6KV | 6.6 | LANCASTER | HEYSHAM | 347651 | 461484 | 73.3573
308 | SQUIRES GATE | 6.6 | BLACKPOOL | PENWORTHAM WEST / STANAH | 332037 | 432063 | 60.7516
309 | ST ANNES | 6.6 | LYTHAM | PENWORTHAM WEST / STANAH | 331716 | 429849 | 59.7353
310 | ST MARYS | 6.6 | GREENHILL | WHITEGATE | 392582 | 405316 | 14.7136
311 | ST MARYS ST | 6.6 | RIBBLE | PENWORTHAM EAST / ROCHDALE | 354932 | 429640 | 42.4547
312 | ST THOMAS RD | 6.6 | LYTHAM | PENWORTHAM WEST / STANAH | 332713 | 428643 | 58.2336
313 | STAINBURN | 11 | STAINBURN & SIDDICK | HARKER / HUTTON | 302535 | 529330 | 154.5834
314 | STANDISH | 11 | WRIGHTINGTON | PENWORTHAM WEST / STANAH | 356139 | 410059 | 28.5233
315 | STRANGEWAYS | 6.6 | RED BANK | WHITEGATE | 383780 | 399743 | 4.4918
316 | STRAWBERRY BANK | 6.6 | HUNCOAT | PADIHAM | 376338 | 429396 | 33.556
317 | STUART ST | 6.6 | STUART ST | STALYBRIDGE | 387190 | 398835 | 6.6886
318 | STUBBINS | 11 | ROSSENDALE | PADIHAM | 379112 | 418005 | 21.9182
319 | SWINTON | 11 | AGECROFT | KEARSLEY | 378367 | 401718 | 6.1617
320 | TAME VALLEY | 6.6 | HARTSHEAD-HEYROD | STALYBRIDGE | 395148 | 398108 | 14.2262
321 | TARDY GATE | 11 | RIBBLE | PENWORTHAM EAST / ROCHDALE | 353958 | 426066 | 40.3458
322 | TARLETON | 11 | WRIGHTINGTON | PENWORTHAM WEST / STANAH | 344741 | 422417 | 44.8038
323 | THE HEIGHT | 6.6 | AGECROFT | KEARSLEY | 379792 | 400497 | 4.5044
324 | THORNTON | 11 | BISPHAM | PENWORTHAM WEST / STANAH | 334207 | 442111 | 65.6121
325 | TOWNLEY ST | 11 | CHADDERTON | WHITEGATE | 387242 | 405960 | 11.5791
326 | TRAFFORD | 6.6 | STRETFORD | SOUTH MANCHESTER | 380714 | 396551 | 0.50841
327 | TRAFFORD PARK NORTH | 6.6 | BARTON | CARRINGTON | 378738 | 397694 | 2.7708
328 | TRIMPELL | 11 | - | HEYSHAM | 341861 | 458979 | 74.0316
329 | TRINITY | 6.6 | FREDERICK RD | KEARSLEY | 382649 | 398230 | 2.6029
330 | TULKETH | 6.6 | RIBBLE | PENWORTHAM EAST / ROCHDALE | 352393 | 431036 | 45.1318
331 | ULVERSTON | 11 | ULVERSTON | HARKER / HUTTON | 327495 | 477808 | 97.6363
332 | UNION RD | 6.6 | BOLTON | KEARSLEY | 372174 | 410598 | 16.9392
333 | UPHOLLAND | 11 | ORRELL | WASHWAY FARM / KIRKBY | 352531 | 404369 | 29.6772
334 | URMSTON | 6.6 | STRETFORD | SOUTH MANCHESTER | 377117 | 395709 | 3.9642
335 | VICTORIA PARK | 6.6 | LONGSIGHT | BREDBURY | 385373 | 395948 | 4.3249
336 | WARBRECK | 6.6 | BISPHAM | PENWORTHAM WEST / STANAH | 331775 | 438420 | 64.9094
337 | WARDLEWORTH | 6.6 | BELFIELD | ROCHDALE | 390339 | 414050 | 20.1444
338 | WARTON | 6.6 | PEEL | PENWORTHAM WEST / STANAH | 341290 | 428540 | 51.2718
339 | WATERHEAD | 6.6 | GREENHILL | WHITEGATE | 394942 | 405940 | 16.9785
340 | WATERSWALLOWS | 11 | BUXTON | STALYBRIDGE | 407734 | 375459 | 33.7771
341 | WEASTE | 6.6 | FREDERICK RD | KEARSLEY | 378751 | 398897 | 3.5671
342 | WERNETH | 6.6 | GREENHILL | WHITEGATE | 391273 | 403453 | 12.547
343 | WESLEY PLACE BACUP | 6.6 | ROSSENDALE | PADIHAM | 386475 | 422130 | 26.517
344 | WEST DIDSBURY | 6.6 | WEST DIDSBURY | SOUTH MANCHESTER | 383306 | 392514 | 4.2965
345 | WESTGATE | 6.6 | LANCASTER | HEYSHAM | 343077 | 463204 | 77.0416
346 | WESTHOUGHTON | 11 | WESTHOUGHTON | KEARSLEY | 365831 | 407025 | 18.6951
347 | WESTLINTON | 11 | CARLISLE | HARKER / HUTTON | 339551 | 564489 | 173.3574
348 | WHALLEY | 11 | PADIHAM | PADIHAM | 373376 | 436176 | 40.7332
349 | WHALLEY RANGE | 6.6 | WEST DIDSBURY | SOUTH MANCHESTER | 382923 | 394645 | 2.4141
350 | WHASSET | 11 | KENDAL (PARKSIDE RD) | HARKER / HUTTON | 350648 | 481468 | 90.5525
351 | WHITTLE LE WOODS | 11 | LEYLAND | PENWORTHAM WEST / STANAH | 357874 | 421203 | 34.1147
352 | WHITWORTH | 6.6 | ROCHDALE CENTRAL | ROCHDALE | 388779 | 419157 | 24.2475
353 | WIGTON | 11 | CARLISLE | HARKER / HUTTON | 325814 | 549933 | 163.3817
354 | WILLOW HEY | 11 | SKELMERSDALE | WASHWAY FARM / KIRKBY | 347779 | 406066 | 34.7145
355 | WILLOWBANK | 6.6 | GREENHILL | WHITEGATE | 391885 | 406064 | 14.6677
356 | WILLOWHOLME | 11 | CARLISLE | HARKER / HUTTON | 338653 | 556688 | 166.0208
357 | WILMSLOW | 11 | MOSS NOOK | SOUTH MANCHESTER | 384710 | 381286 | 15.3294
358 | WINDERMERE | 11 | KENDAL (PARKSIDE RD) | HARKER / HUTTON | 341657 | 498418 | 109.5726
359 | WINIFRED RD | 6.6 | ADSWOOD | BREDBURY | 389971 | 388470 | 11.7834
360 | WITHINGTON | 6.6 | WEST DIDSBURY | SOUTH MANCHESTER | 384841 | 392774 | 5.0887
361 | WITHYFOLD DRIVE | 11 | MACCLESFIELD | MACCLESFIELD | 392132 | 374352 | 24.472
362 | WOODBINE ST | 6.6 | CASTLETON | ROCHDALE | 390519 | 412388 | 18.7753
363 | WOODFIELD RD | 11 | WRIGHTINGTON | PENWORTHAM WEST / STANAH | 358258 | 418014 | 31.5703
364 | WOODHILL LANE | 6.6 | LANCASTER | HEYSHAM | 343294 | 463785 | 77.4416
365 | WOODHOUSE PARK | 11 | MOSS NOOK | SOUTH MANCHESTER | 382132 | 386340 | 9.8919
366 | WOODLEY | 11 | VERNON PARK | BREDBURY | 393116 | 392019 | 12.7573
367 | WOOLFOLD | 11 | BURY | KEARSLEY | 378874 | 411666 | 15.6456
368 | WORDSWORTH ST | 6.6 | BOLTON | KEARSLEY | 370709 | 410873 | 17.9752
369 | WORSLEY MESNES | 6.6 | WIGAN | WASHWAY FARM / KIRKBY | 357435 | 403977 | 24.8749
370 | WRIGHTINGTON | 11 | WRIGHTINGTON | PENWORTHAM WEST / STANAH | 353466 | 413290 | 32.4667
371 | YEALAND | 11 | KENDAL (PARKSIDE RD) | HARKER / HUTTON | 351537 | 475934 | 85.0475
|  |  | 1 | CHESTER RD T13 | 0.014142 |  |  |  | 1 | STRETFORD | 1.4536
|  |  | 2 | CHESTER RD T11 & T12 | 0.025298 |  |  |  | 2 | FREDERICK RD | 3.165
|  |  | 3 | TRAFFORD | 0.50841 |  |  |  | 3 | WEST DIDSBURY | 3.4411
|  |  | 4 | LONGFORD BRIDGE | 1.4779 |  |  |  | 4 | BLOOM ST | 3.5233
|  |  | 5 | SALFORD QUAYS | 1.5583 |  |  |  | 5 | SALE | 4.023
|  |  | 6 | ROBERT HALL ST | 1.5748 |  |  |  | 6 | BARTON | 4.4111
|  |  | 7 | MOSLEY RD | 1.9994 |  |  |  | 7 | LONGSIGHT | 4.5407
|  |  | 8 | BARTON DOCK RD | 2.2813 |  |  |  | 8 | RED BANK | 4.6685
|  |  | 9 | WHALLEY RANGE | 2.4141 |  |  |  | 9 | AGECROFT | 5.7022
|  |  | 10 | CHORLTON | 2.4452 |  |  |  | 10 | STUART ST | 6.7568