## Instructions
Thermal Rating Tool
This Thermal Rating tool is an output of the Celsius project. It predicts more informed ratings for Low Voltage transformers by using data or information about the asset and its environment.
Introduction
The aim of the Celsius project is to increase the capacity of distribution substations by investigating the thermal behaviour of the substation assets, developing methods to estimate improved thermal ratings, and investigating retrofit asset cooling technologies. This will allow the uptake of low carbon technologies and avoid the costly alternative of network reinforcement.
This tool has been built using the learning from the Celsius project. It can be used to understand the potential costs, capacity release and considerations for the relevant substations interventions investigated during the Celsius project, including monitoring and more informed 'Celsius rating', as well as retrofit cooling technologies.
This initial version of the tool is has been developed for publication during the project. A final version of the tool will be published at the end of the Celsius project.
This Model
This model is made up of two main parts:
The Celsius Intervention Tool - Allows the user to input substation information, and returns details about potentially relevant interventions. The diagram to the right describes the tool functionality.
The Celsius Rating Tool - Allows the user to determine a more informed rating, or 'Celsius Rating' from input data, including half hourly measurement data as well as site information. Two versions of the Celsius Rating Tool have been developed; one which uses only site data and information, and one which also includes weather data to improve the accuracy of the model. For outdoor or GRP substations, the model using weather is more likely to successfully calculate a result. The diagram to the right describes the tool functionality.
Model Version
Version Number | Developers | Approver | Date | Notes
1 | Michael Kelly Olivia Carpenter-Lomax | Sarah Carter | 2019-11-29
Site information
(building type, transformer rating, other relevant data)
Celsius Intervention Tool
Capacity release from Celsius technologies
Costs of Celsius technologies
Celsius intervention recommendations
Measured current and voltage
Measured transformer and substation ambient temperature
Weather data
(for weather tool only)
Celsius Rating Tool
Celsius Rating
Site information
(building type, transformer spec, rating)
Maximum set point for hotspot and ambient temperature
Tool settings
Outputs
Inputs
Celsius Intervention Tool
Celsius Rating Tool
KEY:

## Celsius Intervention Tool
Celsius BAU tool: Celsius Intervention Recommendations
This tool provides data on relevant substation interventions that may release additional capacity if needed. The substation information should be selected from the drop-down menus provided. Where options are not available in the drop-down lists, results cannot be provided as there is not sufficient trial data. The interventions, along with relevant cost, capacity release, and practical information will appear in the orange table.
Input site information | To be hidden in the final tool |  | PLEASE FILL IN THE SUBSTATION DETAILS BELOW |  |  |  |  | To be hidden in the final tool |  |  |  | The Info below will be hidden from the final tool
[24 empty] | Lookup Value: | ,
|  |  | Building Type | Nominal Rating kVA | Is the substation exposed to direct sunlight? |  | WARNING: Trial results for Fenced Enclosure, GRP and Metal Kiosk sites are less conclusive than for other site types. It is recommended that further work is carried out in these areas.
|  |  |  | 300 | [19 empty] | Index Code: | #N/A
Note: final version of the tool may allow input of additional information to further tailor the response.
Potential Celsius Interventions | [12 empty] | Intervention Technology Data | [10 empty] | Lookup Codes |  |  |  | Lookup Chart
[30 empty] | 2 | 3 | 4 | 5 | 6 | 7 | 8 | 9 | 10
|  |  | 3 |  | 9 | 10 | 11 | 7 | 8
| Raw Index | Index Code | Options | Predicted Capacity Release % kVA | Mean Capacity Release across successful Celsius trials | Predicted Total Cost Range | Additional Info | Predicted Capacity Release Min | Predicted Capacity Release Max | Predicted Capacity Release Min kVA | Predicted Capacity Release Max kVA |  | Index | Options | Building Type | Site layout | Only for direct sunlight? | Predicted Capacity Release Min | Predicted Capacity Release Max | Mean Capacity Release across successful Celsius trials | Predicted Total Cost Range | Additional Info | Index | Building Type | Only for direct sunlight? | Description | Index | Output Index | Intervention Index | Options | Building Type | Site layout | Only for direct sunlight? | Predicted Capacity Release Min | Predicted Capacity Release Max | Mean Capacity Release across successful Celsius trials | Predicted Total Cost Range | Additional Info
| 1 | #N/A | [10 empty] | 1 | Monitoring + Celsius Rating | Stone/Brick | Single Transformer Site | No | 10 | 50 | 30% Based on 56 trials sites | £800 - £1000 | Monitoring will include three phase power (voltage and current), transformer surface temperature at the top oil level, and substation ambient temperature. The Celsius rating is calculated from analysis of the relationship between transformer load and temperature. Monitoring is performed on an ongoing basis to provide risk mitigation. Note: substations with two transformers will require additional monitoring, with costs of ~£650. | 1 | Fenced Enclosure | No | Fenced Enclosure, No | 30 | 1 | 1 | Monitoring + Celsius Rating | Stone/Brick | Single Transformer Site | No | 1000% | 5000% | 30% Based on 56 trials sites | £800 - £1000 | Monitoring will include three phase power (voltage and current), transformer surface temperature at the top oil level, and substation ambient temperature. The Celsius rating is calculated from analysis of the relationship between transformer load and temperature. Monitoring is performed on an ongoing basis to provide risk mitigation. Note: substations with two transformers will require additional monitoring, with costs of ~£650.
| 2 | #N/A | [10 empty] | 2 | Monitoring + Celsius Rating | Part of a Larger Building | Single Transformer Site | No | 10 | 40 | 20% Based on 7 trials sites | £800 - £1000 | Monitoring will include three phase power (voltage and current), transformer surface temperature at the top oil level, and substation ambient temperature. The Celsius rating is calculated from analysis of the relationship between transformer load and temperature. Monitoring is performed on an ongoing basis to provide risk mitigation. Note: substations with two transformers will require additional monitoring, with costs of ~£650. | 2 | Fenced Enclosure | Yes | Fenced Enclosure, Yes | 80 | 2 | 6 | Monitoring + Celsius Rating + Passive Ventilation | Stone/Brick | Single Transformer Site | No | 1000% | 5000% | Additional 9% above Celsius rating alone. Based on 19 trial sites. | £2,300 - £4,000 | Configuration of vents to improve passive ventilation. Benefit will depend on the configuration of the existing substation and the effectiveness of existing ventilation arrangements. Note: requires access and authority to alter the fabric of the building to alter the passive ventilation arrangements.
| 3 | #N/A | [10 empty] | 3 | Monitoring + Celsius Rating | GRP | Single Transformer Site | No | -10 | 15 | 10% Based on 4 trials sites | £800 - £1000 | Monitoring will include three phase power (voltage and current), transformer surface temperature at the top oil level, and substation ambient temperature. The Celsius rating is calculated from analysis of the relationship between transformer load and temperature. Monitoring is performed on an ongoing basis to provide risk mitigation. | 3 | Fenced Enclosure | Unknown | Fenced Enclosure, Unknown | 80 | 3 | 10 | Monitoring + Celsius Rating + Active Cooling | Stone/Brick | Single Transformer Site | No | 1000% | 5000% | Additional 15% above Celsius rating alone. Based on 11 trial sites. | £4,300 - £5,000 | Installation of fans and configuration of vents to encourage forced ventilation. Benefit will be dependent on the configuration of the existing substation, but there is strong trial evidence that significant capacity release can be achieved. Note: May require alteration of ventilation, requiring access and permissions to alter building fabric. There is also the need for a suitable location for the fan unit, which may be placed inside or outside the substation at a vent.
| 4 | #N/A | [10 empty] | 4 | Monitoring + Celsius Rating | Fenced Enclosure | Single Transformer Site | No | 20 | 50 | 40% Based on 21 trials sites | £800 - £1000 | Monitoring will include three phase power (voltage and current), transformer surface temperature at the top oil level, and substation ambient temperature. The Celsius rating is calculated from analysis of the relationship between transformer load and temperature. Monitoring is performed on an ongoing basis to provide risk mitigation. Note: substations with two transformers will require additional monitoring, with costs of ~£650. | 4 | GRP | No | GRP, No | 20 | 11 | 2 | Monitoring + Celsius Rating | Part of a Larger Building | Single Transformer Site | No | 1000% | 4000% | 20% Based on 7 trials sites | £800 - £1000 | Monitoring will include three phase power (voltage and current), transformer surface temperature at the top oil level, and substation ambient temperature. The Celsius rating is calculated from analysis of the relationship between transformer load and temperature. Monitoring is performed on an ongoing basis to provide risk mitigation. Note: substations with two transformers will require additional monitoring, with costs of ~£650.
| 5 | #N/A | [10 empty] | 5 | Monitoring + Celsius Rating | Metal Kiosk | Single Transformer Site | No | UNKNOWN: trial data not available | UNKNOWN: trial data not available | UNKNOWN: trial data not available | £800 - £1000 | Monitoring will include three phase power (voltage and current), transformer surface temperature at the top oil level, and substation ambient temperature. The Celsius rating is calculated from analysis of the relationship between transformer load and temperature. Monitoring is performed on an ongoing basis to provide risk mitigation. | 5 | GRP | Yes | GRP, Yes | 70 | 12 | 7 | Monitoring + Celsius Rating + Passive Ventilation | Part of a Larger Building | Single Transformer Site | No | UNKNOWN: trial data not available | UNKNOWN: trial data not available | UNKNOWN: trial data not available | £1,800 - £6,000 | Configuration of vents to improve passive ventilation. Benefit will depend on the configuration of the existing substation and the effectiveness of existing ventilation arrangements. Note: requires access and authority to alter the fabric of the building to alter the passive ventilation arrangements. This is an issue for many substations that are part of a larger building as they are often not owned by the DNO. Costs will be highly variable based on the configuration of the site and the required works.
| 6 | #N/A | [10 empty] | 6 | Monitoring + Celsius Rating + Passive Ventilation | Stone/Brick | Single Transformer Site | No | 10 | 50 | Additional 9% above Celsius rating alone. Based on 19 trial sites. | £2,300 - £4,000 | Configuration of vents to improve passive ventilation. Benefit will depend on the configuration of the existing substation and the effectiveness of existing ventilation arrangements. Note: requires access and authority to alter the fabric of the building to alter the passive ventilation arrangements. | 6 | GRP | Unknown | GRP, Unknown | 70 | 13 | 11 | Monitoring + Celsius Rating + Active Cooling | Part of a Larger Building | Single Transformer Site | No | UNKNOWN: trial data not available | UNKNOWN: trial data not available | UNKNOWN: trial data not available | £4,300 - £5,000 | Installation of fans and configuration of vents to encourage forced ventilation. Benefit will be dependent on the configuration of the existing substation, but there is strong trial evidence that significant capacity release can be achieved. Note: May require alteration of ventilation, requiring access and permissions to alter building fabric. There is also the need for a suitable location for the fan unit, which may be placed inside or outside the substation at a vent.
| 7 | #N/A | [10 empty] | 7 | Monitoring + Celsius Rating + Passive Ventilation | Part of a Larger Building | Single Transformer Site | No | UNKNOWN: trial data not available | UNKNOWN: trial data not available | UNKNOWN: trial data not available | £1,800 - £6,000 | Configuration of vents to improve passive ventilation. Benefit will depend on the configuration of the existing substation and the effectiveness of existing ventilation arrangements. Note: requires access and authority to alter the fabric of the building to alter the passive ventilation arrangements. This is an issue for many substations that are part of a larger building as they are often not owned by the DNO. Costs will be highly variable based on the configuration of the site and the required works. | 7 | Metal Kiosk | No | Metal Kiosk, No | 40 | 21 | 3 | Monitoring + Celsius Rating | GRP | Single Transformer Site | No | -1000% | 1500% | 10% Based on 4 trials sites | £800 - £1000 | Monitoring will include three phase power (voltage and current), transformer surface temperature at the top oil level, and substation ambient temperature. The Celsius rating is calculated from analysis of the relationship between transformer load and temperature. Monitoring is performed on an ongoing basis to provide risk mitigation.
| 8 | #N/A | [10 empty] | 8 | Monitoring + Celsius Rating + Passive Ventilation | GRP | Single Transformer Site | No | -10 | 40 | Additional 8% above Celsius rating alone. Based on 4 trial sites. | £1,300 - £1,700 | Configuration of vents to improve passive ventilation. Benefit will depend on the configuration of the existing substation and the effectiveness of existing ventilation arrangements. Note: requires access and authority to alter the fabric of the building to alter the passive ventilation arrangements. Painting the roof of the substation may provide additional benefit if the substation is exposed to direct sunlight, however evidence for this is limited. | 8 | Metal Kiosk | Yes | Metal Kiosk, Yes | 90 | 22 | 8 | Monitoring + Celsius Rating + Passive Ventilation | GRP | Single Transformer Site | No | -1000% | 4000% | Additional 8% above Celsius rating alone. Based on 4 trial sites. | £1,300 - £1,700 | Configuration of vents to improve passive ventilation. Benefit will depend on the configuration of the existing substation and the effectiveness of existing ventilation arrangements. Note: requires access and authority to alter the fabric of the building to alter the passive ventilation arrangements. Painting the roof of the substation may provide additional benefit if the substation is exposed to direct sunlight, however evidence for this is limited.
| 9 | #N/A | [10 empty] | 9 | Monitoring + Celsius Rating + Passive Ventilation + Paint | GRP | Single Transformer Site | Yes | UNKNOWN: trial data not available | UNKNOWN: trial data not available | UNKNOWN: trial data not available | £1,800 - £2,200 | Configuration of vents to improve passive ventilation, and painting the roof white to reflect solar radiation. Benefit will depend on the configuration of the existing substation and the effectiveness of existing ventilation arrangements. Note: Requires access and authority to alter the fabric of the building to alter the passive ventilation arrangements. Painting the roof of the substation may provide additional benefit if the substation is exposed to direct sunlight, however evidence for this is limited. | 9 | Metal Kiosk | Unknown | Metal Kiosk, Unknown | 90 | 23 | 12 | Monitoring + Celsius Rating + Active Cooling | GRP | Single Transformer Site | No | 0% | 5000% | Additional 25% above Celsius rating alone. Note, based on only one trial site. | £4,500 - £5,200 | Installation of fans and configuration of vents to encourage forced ventilation. Benefit will be dependent on the configuration of the existing substation, but there is strong trial evidence that significant capacity release can be achieved. Note: May require alteration of ventilation, requiring access and permissions to alter building fabric. There is also the need for a suitable location for the fan unit, which may be placed inside or outside the substation at a vent.
[13 empty] | 10 | Monitoring + Celsius Rating + Active Cooling | Stone/Brick | Single Transformer Site | No | 10 | 50 | Additional 15% above Celsius rating alone. Based on 11 trial sites. | £4,300 - £5,000 | Installation of fans and configuration of vents to encourage forced ventilation. Benefit will be dependent on the configuration of the existing substation, but there is strong trial evidence that significant capacity release can be achieved. Note: May require alteration of ventilation, requiring access and permissions to alter building fabric. There is also the need for a suitable location for the fan unit, which may be placed inside or outside the substation at a vent. | 10 | Part of Larger Building | No | Part of Larger Building, No | 10 | 31 | 4 | Monitoring + Celsius Rating | Fenced Enclosure | Single Transformer Site | No | 2000% | 5000% | 40% Based on 21 trials sites | £800 - £1000 | Monitoring will include three phase power (voltage and current), transformer surface temperature at the top oil level, and substation ambient temperature. The Celsius rating is calculated from analysis of the relationship between transformer load and temperature. Monitoring is performed on an ongoing basis to provide risk mitigation. Note: substations with two transformers will require additional monitoring, with costs of ~£650.
[13 empty] | 11 | Monitoring + Celsius Rating + Active Cooling | Part of a Larger Building | Single Transformer Site | No | UNKNOWN: trial data not available | UNKNOWN: trial data not available | UNKNOWN: trial data not available | £4,300 - £5,000 | Installation of fans and configuration of vents to encourage forced ventilation. Benefit will be dependent on the configuration of the existing substation, but there is strong trial evidence that significant capacity release can be achieved. Note: May require alteration of ventilation, requiring access and permissions to alter building fabric. There is also the need for a suitable location for the fan unit, which may be placed inside or outside the substation at a vent. | 11 | Part of Larger Building | Yes | Part of Larger Building, Yes | 60 | 41 | 5 | Monitoring + Celsius Rating | Metal Kiosk | Single Transformer Site | No | UNKNOWN: trial data not available | UNKNOWN: trial data not available | UNKNOWN: trial data not available | £800 - £1000 | Monitoring will include three phase power (voltage and current), transformer surface temperature at the top oil level, and substation ambient temperature. The Celsius rating is calculated from analysis of the relationship between transformer load and temperature. Monitoring is performed on an ongoing basis to provide risk mitigation.
[13 empty] | 12 | Monitoring + Celsius Rating + Active Cooling | GRP | Single Transformer Site | No | 0 | 50 | Additional 25% above Celsius rating alone. Note, based on only one trial site. | £4,500 - £5,200 | Installation of fans and configuration of vents to encourage forced ventilation. Benefit will be dependent on the configuration of the existing substation, but there is strong trial evidence that significant capacity release can be achieved. Note: May require alteration of ventilation, requiring access and permissions to alter building fabric. There is also the need for a suitable location for the fan unit, which may be placed inside or outside the substation at a vent. | 12 | Part of Larger Building | Unknown | Part of Larger Building, Unknown | 60 | 51 | 1 | Monitoring + Celsius Rating | Stone/Brick | Single Transformer Site | No | 1000% | 5000% | 30% Based on 56 trials sites | £800 - £1000 | Monitoring will include three phase power (voltage and current), transformer surface temperature at the top oil level, and substation ambient temperature. The Celsius rating is calculated from analysis of the relationship between transformer load and temperature. Monitoring is performed on an ongoing basis to provide risk mitigation. Note: substations with two transformers will require additional monitoring, with costs of ~£650.
[13 empty] | 13 | Monitoring + Celsius Rating + Shade | Fenced Enclosure | Single Transformer Site | Yes | No evidence of capacity release. | No evidence of capacity release. | No evidence of capacity release. | £6,300 - £7,000 | Most sites in trial showed a decrease in Celsius rating after the installation of the shade. | 13 | Stone/Brick | No | Stone/Brick, No | 0 | 52 | 6 | Monitoring + Celsius Rating + Passive Ventilation | Stone/Brick | Single Transformer Site | No | 1000% | 5000% | Additional 9% above Celsius rating alone. Based on 19 trial sites. | £2,300 - £4,000 | Configuration of vents to improve passive ventilation. Benefit will depend on the configuration of the existing substation and the effectiveness of existing ventilation arrangements. Note: requires access and authority to alter the fabric of the building to alter the passive ventilation arrangements.
[13 empty] | 14 | Monitoring + Celsius Rating + Paint | Fenced Enclosure | Single Transformer Site | Yes | 10 | 40 | Additional 10% above Celsius rating alone. Based on 5 trial sites. | £1,500 - £2,200 | Painting transformer white reflects solar radiation, preventing solar heating. Only deploy where transformer is exposed to direct solar radiation, and heating issues coincide with hours of sunlight. | 14 | Stone/Brick | Yes | Stone/Brick, Yes | 50 | 53 | 10 | Monitoring + Celsius Rating + Active Cooling | Stone/Brick | Single Transformer Site | No | 1000% | 5000% | Additional 15% above Celsius rating alone. Based on 11 trial sites. | £4,300 - £5,000 | Installation of fans and configuration of vents to encourage forced ventilation. Benefit will be dependent on the configuration of the existing substation, but there is strong trial evidence that significant capacity release can be achieved. Note: May require alteration of ventilation, requiring access and permissions to alter building fabric. There is also the need for a suitable location for the fan unit, which may be placed inside or outside the substation at a vent.
[24 empty] | Stone/Brick | Unknown | Stone/Brick, Unknown | 50 | 61 | 2 | Monitoring + Celsius Rating | Part of a Larger Building | Single Transformer Site | No | 1000% | 4000% | 20% Based on 7 trials sites | £800 - £1000 | Monitoring will include three phase power (voltage and current), transformer surface temperature at the top oil level, and substation ambient temperature. The Celsius rating is calculated from analysis of the relationship between transformer load and temperature. Monitoring is performed on an ongoing basis to provide risk mitigation. Note: substations with two transformers will require additional monitoring, with costs of ~£650.
[28 empty] | 62 | 7 | Monitoring + Celsius Rating + Passive Ventilation | Part of a Larger Building | Single Transformer Site | No | UNKNOWN: trial data not available | UNKNOWN: trial data not available | UNKNOWN: trial data not available | £1,800 - £6,000 | Configuration of vents to improve passive ventilation. Benefit will depend on the configuration of the existing substation and the effectiveness of existing ventilation arrangements. Note: requires access and authority to alter the fabric of the building to alter the passive ventilation arrangements. This is an issue for many substations that are part of a larger building as they are often not owned by the DNO. Costs will be highly variable based on the configuration of the site and the required works.
[28 empty] | 63 | 11 | Monitoring + Celsius Rating + Active Cooling | Part of a Larger Building | Single Transformer Site | No | UNKNOWN: trial data not available | UNKNOWN: trial data not available | UNKNOWN: trial data not available | £4,300 - £5,000 | Installation of fans and configuration of vents to encourage forced ventilation. Benefit will be dependent on the configuration of the existing substation, but there is strong trial evidence that significant capacity release can be achieved. Note: May require alteration of ventilation, requiring access and permissions to alter building fabric. There is also the need for a suitable location for the fan unit, which may be placed inside or outside the substation at a vent.
[28 empty] | 71 | 3 | Monitoring + Celsius Rating | GRP | Single Transformer Site | No | -1000% | 1500% | 10% Based on 4 trials sites | £800 - £1000 | Monitoring will include three phase power (voltage and current), transformer surface temperature at the top oil level, and substation ambient temperature. The Celsius rating is calculated from analysis of the relationship between transformer load and temperature. Monitoring is performed on an ongoing basis to provide risk mitigation.
[28 empty] | 72 | 8 | Monitoring + Celsius Rating + Passive Ventilation | GRP | Single Transformer Site | No | -1000% | 4000% | Additional 8% above Celsius rating alone. Based on 4 trial sites. | £1,300 - £1,700 | Configuration of vents to improve passive ventilation. Benefit will depend on the configuration of the existing substation and the effectiveness of existing ventilation arrangements. Note: requires access and authority to alter the fabric of the building to alter the passive ventilation arrangements. Painting the roof of the substation may provide additional benefit if the substation is exposed to direct sunlight, however evidence for this is limited.
[28 empty] | 73 | 9 | Monitoring + Celsius Rating + Passive Ventilation + Paint | GRP | Single Transformer Site | Yes | UNKNOWN: trial data not available | UNKNOWN: trial data not available | UNKNOWN: trial data not available | £1,800 - £2,200 | Configuration of vents to improve passive ventilation, and painting the roof white to reflect solar radiation. Benefit will depend on the configuration of the existing substation and the effectiveness of existing ventilation arrangements. Note: Requires access and authority to alter the fabric of the building to alter the passive ventilation arrangements. Painting the roof of the substation may provide additional benefit if the substation is exposed to direct sunlight, however evidence for this is limited.
[28 empty] | 74 | 12 | Monitoring + Celsius Rating + Active Cooling | GRP | Single Transformer Site | No | 0% | 5000% | Additional 25% above Celsius rating alone. Note, based on only one trial site. | £4,500 - £5,200 | Installation of fans and configuration of vents to encourage forced ventilation. Benefit will be dependent on the configuration of the existing substation, but there is strong trial evidence that significant capacity release can be achieved. Note: May require alteration of ventilation, requiring access and permissions to alter building fabric. There is also the need for a suitable location for the fan unit, which may be placed inside or outside the substation at a vent.
[28 empty] | 81 | 4 | Monitoring + Celsius Rating | Fenced Enclosure | Single Transformer Site | No | 2000% | 5000% | 40% Based on 21 trials sites | £800 - £1000 | Monitoring will include three phase power (voltage and current), transformer surface temperature at the top oil level, and substation ambient temperature. The Celsius rating is calculated from analysis of the relationship between transformer load and temperature. Monitoring is performed on an ongoing basis to provide risk mitigation. Note: substations with two transformers will require additional monitoring, with costs of ~£650.
[28 empty] | 82 | 13 | Monitoring + Celsius Rating + Shade | Fenced Enclosure | Single Transformer Site | Yes | No evidence of capacity release. | No evidence of capacity release. | No evidence of capacity release. | £6,300 - £7,000 | Most sites in trial showed a decrease in Celsius rating after the installation of the shade.
[28 empty] | 83 | 14 | Monitoring + Celsius Rating + Paint | Fenced Enclosure | Single Transformer Site | Yes | 1000% | 4000% | Additional 10% above Celsius rating alone. Based on 5 trial sites. | £1,500 - £2,200 | Painting transformer white reflects solar radiation, preventing solar heating. Only deploy where transformer is exposed to direct solar radiation, and heating issues coincide with hours of sunlight.
[28 empty] | 91 | 5 | Monitoring + Celsius Rating | Metal Kiosk | Single Transformer Site | No | UNKNOWN: trial data not available | UNKNOWN: trial data not available | UNKNOWN: trial data not available | £800 - £1000 | Monitoring will include three phase power (voltage and current), transformer surface temperature at the top oil level, and substation ambient temperature. The Celsius rating is calculated from analysis of the relationship between transformer load and temperature. Monitoring is performed on an ongoing basis to provide risk mitigation.

## Celsius Rating Tool
|  | Celsius BAU tool: Celsius Rating | [7 empty] | The Info below will be hidden from the final tool
This model calculates a more informed rating, here called a 'Celsius Rating', from user input data, including monitored data from site, and site information. This model requires measured surface temperature, ambient temperature and load data (three phase current and voltage) as input variables. These measurements should be half hourly measurements entered into the green table below. The additional substation information should be selected from the drop-down menus provided. Where options are not available in the drop-down lists, results cannot be provided as there is not sufficient trial data. The output is provided in the orange table below. This includes a Celsius Rating and a capacity release, both provided in kVA. Where a reliable result cannot be calculated, this is indicated and no result will be given. The likely reasons include insufficient data or data of not a high enough quality.
Input site information |  |  |  |  | Results |  | WARNING: Trial results for Fenced Enclosure, GRP and Metal Kiosk sites are less conclusive than for other site types. It is recommended that further work is carried out in these areas. | [10 empty] | Celsius Capacity Release (kVA) at 1.5 PU | Celsius Capacity Release (kVA) | Celsius Rating (kVA) | Celsius Rating (PU) | Max Hotspot | Max Ambient | HS = A1 * S2 + B1 * Ambient + C1
Transformer Specification | Building Type | Nominal Rating kVA | Note: final version of the tool may allow input of additional information to further tailor the response. Note: final version of the tool may allow calculation of Celsius rating based on more or less data than the 2 weeks. |  | Celsius Rating (kVA) | PLEASE ENTER SITE DATA | [11 empty] | 0 | #VALUE! | #VALUE! | #VALUE! | 98 | #N/A
[5 empty] | Capacity Release (kVA) | 0 | [14 empty] | Celsius rating (kVA) at 1.5 pu
[21 empty] | 0 | [8 empty] | No Time shift HS
Input measurement data - Two weeks of half hourly data. Paste as values to keep formatting. | [21 empty] | Hotspot shifted with load | [7 empty] | B1 | A1 | C1
Measurement Time | Surface Temp | Ambient Temp | RMS Voltage Phase 1 | RMS Voltage Phase 2 | RMS Voltage Phase 3 | RMS Current Phase 1 | RMS Current Phase 2 | RMS Current Phase 3 | Utilisation | Apparent Power (kVA) | Apparent Power Squared (kVA) | Hotspot Temperature | Hotspot Shifted back - 30 min | Hotspot Shifted back - 1 hour | Hotspot Shifted back - 1 hour 30 min | Hotspot Shifted back - 2 hour | Hotspot Shifted back - 2 hour 30 min | Hotspot Shifted back - 3 hour | Hotspot Shifted back - 3 hour 30 min | Hotspot Shifted back - 4 hour |  | Time Shift | Correlation Coefficient R2 | A1 | B1 | C1 | Load | Ambient |  | Ambient | Load | Constant
[10 empty] | 0 | 0 | #N/A | #N/A | #N/A | #N/A | #N/A | #N/A | #N/A | #N/A | #N/A |  | 0 | #VALUE! | #VALUE! | #VALUE! | #VALUE! | 0 | 0 | Coefficients | #VALUE! | #VALUE! | #VALUE!
[10 empty] | 0 | 0 | #N/A | #N/A | #N/A | #N/A | #N/A | #N/A | #N/A | #N/A | #N/A |  | 0.5 | #VALUE! | #VALUE! | #VALUE! | #VALUE! | 0 | 0 |  | #VALUE! | #VALUE! | #VALUE!
[10 empty] | 0 | 0 | #N/A | #N/A | #N/A | #N/A | #N/A | #N/A | #N/A | #N/A | #N/A |  | 1 | #VALUE! | #VALUE! | #VALUE! | #VALUE! | 0 | 0 | R2 | #VALUE! | #VALUE! | #VALUE!
[10 empty] | 0 | 0 | #N/A | #N/A | #N/A | #N/A | #N/A | #N/A | #N/A | #N/A | #N/A |  | 1.5 | #VALUE! | #VALUE! | #VALUE! | #VALUE! | 0 | 0 |  | #VALUE! | #VALUE! | #VALUE!
[10 empty] | 0 | 0 | #N/A | #N/A | #N/A | #N/A | #N/A | #N/A | #N/A | #N/A | #N/A |  | 2 | #VALUE! | #VALUE! | #VALUE! | #VALUE! | 0 | 0 |  | #VALUE! | #VALUE! | #VALUE!
[10 empty] | 0 | 0 | #N/A | #N/A | #N/A | #N/A | #N/A | #N/A | #N/A | #N/A | #N/A |  | 2.5 | #VALUE! | #VALUE! | #VALUE! | #VALUE! | 0 | 0 |  | #VALUE! | #VALUE! | #VALUE!
[10 empty] | 0 | 0 | #N/A | #N/A | #N/A | #N/A | #N/A | #N/A | #N/A | #N/A | #N/A |  | 3 | #VALUE! | #VALUE! | #VALUE! | #VALUE! | 0 | 0 |  | 30 min Time shift HS
[10 empty] | 0 | 0 | #N/A | #N/A | #N/A | #N/A | #N/A | #N/A | #N/A | #N/A | #N/A |  | 3.5 | #VALUE! | #VALUE! | #VALUE! | #VALUE! | 0 | 0 |  | B1 | A1 | C1
[10 empty] | 0 | 0 | #N/A | #N/A | #N/A | #N/A | #N/A | #N/A | #N/A | #N/A | #N/A |  | 4 | #VALUE! | #VALUE! | #VALUE! | #VALUE! | 0 | 0 |  | Ambient | Load | Constant
[10 empty] | 0 | 0 | #N/A | #N/A | #N/A | #N/A | #N/A | #N/A | #N/A | #N/A | #N/A | [6 empty] | 0 | 0 |  | #VALUE! | #VALUE! | #VALUE!
[10 empty] | 0 | 0 | #N/A | #N/A | #N/A | #N/A | #N/A | #N/A | #N/A | #N/A | #N/A |  |  | Max R2 |  |  |  | 0 | 0 |  | #VALUE! | #VALUE! | #VALUE!
[10 empty] | 0 | 0 | #N/A | #N/A | #N/A | #N/A | #N/A | #N/A | #N/A | #N/A | #N/A |  |  | #VALUE! |  |  |  | 0 | 0 | R2 | #VALUE! | #VALUE! | #VALUE!
[10 empty] | 0 | 0 | #N/A | #N/A | #N/A | #N/A | #N/A | #N/A | #N/A | #N/A | #N/A | [6 empty] | 0 | 0 |  | #VALUE! | #VALUE! | #VALUE!
[10 empty] | 0 | 0 | #N/A | #N/A | #N/A | #N/A | #N/A | #N/A | #N/A | #N/A | #N/A | [6 empty] | 0 | 0 |  | #VALUE! | #VALUE! | #VALUE!
[10 empty] | 0 | 0 | #N/A | #N/A | #N/A | #N/A | #N/A | #N/A | #N/A | #N/A | #N/A | [6 empty] | 0 | 0 |  | #VALUE! | #VALUE! | #VALUE!
[10 empty] | 0 | 0 | #N/A | #N/A | #N/A | #N/A | #N/A | #N/A | #N/A | #N/A | #N/A | [6 empty] | 0 | 0 |  | 1 hour Time shift HS
[10 empty] | 0 | 0 | #N/A | #N/A | #N/A | #N/A | #N/A | #N/A | #N/A | #N/A | #N/A | [6 empty] | 0 | 0 |  | B1 | A1 | C1
[10 empty] | 0 | 0 | #N/A | #N/A | #N/A | #N/A | #N/A | #N/A | #N/A | #N/A | #N/A | [6 empty] | 0 | 0 |  | Ambient | Load | Constant
[10 empty] | 0 | 0 | #N/A | #N/A | #N/A | #N/A | #N/A | #N/A | #N/A | #N/A | #N/A | [6 empty] | 0 | 0 |  | #VALUE! | #VALUE! | #VALUE!
[10 empty] | 0 | 0 | #N/A | #N/A | #N/A | #N/A | #N/A | #N/A | #N/A | #N/A | #N/A | [6 empty] | 0 | 0 |  | #VALUE! | #VALUE! | #VALUE!
[10 empty] | 0 | 0 | #N/A | #N/A | #N/A | #N/A | #N/A | #N/A | #N/A | #N/A | #N/A | [6 empty] | 0 | 0 | R2 | #VALUE! | #VALUE! | #VALUE!
[10 empty] | 0 | 0 | #N/A | #N/A | #N/A | #N/A | #N/A | #N/A | #N/A | #N/A | #N/A | [6 empty] | 0 | 0 |  | #VALUE! | #VALUE! | #VALUE!
[10 empty] | 0 | 0 | #N/A | #N/A | #N/A | #N/A | #N/A | #N/A | #N/A | #N/A | #N/A | [6 empty] | 0 | 0 |  | #VALUE! | #VALUE! | #VALUE!
[10 empty] | 0 | 0 | #N/A | #N/A | #N/A | #N/A | #N/A | #N/A | #N/A | #N/A | #N/A | [6 empty] | 0 | 0 |  | #VALUE! | #VALUE! | #VALUE!
[10 empty] | 0 | 0 | #N/A | #N/A | #N/A | #N/A | #N/A | #N/A | #N/A | #N/A | #N/A | [6 empty] | 0 | 0 |  | 1.5 Time shift HS
[10 empty] | 0 | 0 | #N/A | #N/A | #N/A | #N/A | #N/A | #N/A | #N/A | #N/A | #N/A | [6 empty] | 0 | 0 |  | B1 | A1 | C1
[10 empty] | 0 | 0 | #N/A | #N/A | #N/A | #N/A | #N/A | #N/A | #N/A | #N/A | #N/A | [6 empty] | 0 | 0 |  | Ambient | Load | Constant
[10 empty] | 0 | 0 | #N/A | #N/A | #N/A | #N/A | #N/A | #N/A | #N/A | #N/A | #N/A | [6 empty] | 0 | 0 |  | #VALUE! | #VALUE! | #VALUE!
[10 empty] | 0 | 0 | #N/A | #N/A | #N/A | #N/A | #N/A | #N/A | #N/A | #N/A | #N/A | [6 empty] | 0 | 0 |  | #VALUE! | #VALUE! | #VALUE!
[10 empty] | 0 | 0 | #N/A | #N/A | #N/A | #N/A | #N/A | #N/A | #N/A | #N/A | #N/A | [6 empty] | 0 | 0 | R2 | #VALUE! | #VALUE! | #VALUE!
[10 empty] | 0 | 0 | #N/A | #N/A | #N/A | #N/A | #N/A | #N/A | #N/A | #N/A | #N/A | [6 empty] | 0 | 0 |  | #VALUE! | #VALUE! | #VALUE!
[10 empty] | 0 | 0 | #N/A | #N/A | #N/A | #N/A | #N/A | #N/A | #N/A | #N/A | #N/A | [6 empty] | 0 | 0 |  | #VALUE! | #VALUE! | #VALUE!
[10 empty] | 0 | 0 | #N/A | #N/A | #N/A | #N/A | #N/A | #N/A | #N/A | #N/A | #N/A | [6 empty] | 0 | 0 |  | #VALUE! | #VALUE! | #VALUE!
[10 empty] | 0 | 0 | #N/A | #N/A | #N/A | #N/A | #N/A | #N/A | #N/A | #N/A | #N/A | [6 empty] | 0 | 0 |  | 2 hour time shift HS
[10 empty] | 0 | 0 | #N/A | #N/A | #N/A | #N/A | #N/A | #N/A | #N/A | #N/A | #N/A | [6 empty] | 0 | 0 |  | B1 | A1 | C1
[10 empty] | 0 | 0 | #N/A | #N/A | #N/A | #N/A | #N/A | #N/A | #N/A | #N/A | #N/A | [6 empty] | 0 | 0 |  | Ambient | Load | Constant
[10 empty] | 0 | 0 | #N/A | #N/A | #N/A | #N/A | #N/A | #N/A | #N/A | #N/A | #N/A | [6 empty] | 0 | 0 |  | #VALUE! | #VALUE! | #VALUE!
[10 empty] | 0 | 0 | #N/A | #N/A | #N/A | #N/A | #N/A | #N/A | #N/A | #N/A | #N/A | [6 empty] | 0 | 0 |  | #VALUE! | #VALUE! | #VALUE!
[10 empty] | 0 | 0 | #N/A | #N/A | #N/A | #N/A | #N/A | #N/A | #N/A | #N/A | #N/A | [6 empty] | 0 | 0 | R2 | #VALUE! | #VALUE! | #VALUE!
[10 empty] | 0 | 0 | #N/A | #N/A | #N/A | #N/A | #N/A | #N/A | #N/A | #N/A | #N/A | [6 empty] | 0 | 0 |  | #VALUE! | #VALUE! | #VALUE!
[10 empty] | 0 | 0 | #N/A | #N/A | #N/A | #N/A | #N/A | #N/A | #N/A | #N/A | #N/A | [6 empty] | 0 | 0 |  | #VALUE! | #VALUE! | #VALUE!
[10 empty] | 0 | 0 | #N/A | #N/A | #N/A | #N/A | #N/A | #N/A | #N/A | #N/A | #N/A | [6 empty] | 0 | 0 |  | #VALUE! | #VALUE! | #VALUE!
[10 empty] | 0 | 0 | #N/A | #N/A | #N/A | #N/A | #N/A | #N/A | #N/A | #N/A | #N/A | [6 empty] | 0 | 0 |  | 2.5 hour time shift HS
[10 empty] | 0 | 0 | #N/A | #N/A | #N/A | #N/A | #N/A | #N/A | #N/A | #N/A | #N/A | [6 empty] | 0 | 0 |  | B1 | A1 | C1
[10 empty] | 0 | 0 | #N/A | #N/A | #N/A | #N/A | #N/A | #N/A | #N/A | #N/A | #N/A | [6 empty] | 0 | 0 |  | Ambient | Load | Constant
[10 empty] | 0 | 0 | #N/A | #N/A | #N/A | #N/A | #N/A | #N/A | #N/A | #N/A | #N/A | [6 empty] | 0 | 0 |  | #VALUE! | #VALUE! | #VALUE!
[10 empty] | 0 | 0 | #N/A | #N/A | #N/A | #N/A | #N/A | #N/A | #N/A | #N/A | #N/A | [6 empty] | 0 | 0 |  | #VALUE! | #VALUE! | #VALUE!
[10 empty] | 0 | 0 | #N/A | #N/A | #N/A | #N/A | #N/A | #N/A | #N/A | #N/A | #N/A | [6 empty] | 0 | 0 | R2 | #VALUE! | #VALUE! | #VALUE!
[10 empty] | 0 | 0 | #N/A | #N/A | #N/A | #N/A | #N/A | #N/A | #N/A | #N/A | #N/A | [6 empty] | 0 | 0 |  | #VALUE! | #VALUE! | #VALUE!
[10 empty] | 0 | 0 | #N/A | #N/A | #N/A | #N/A | #N/A | #N/A | #N/A | #N/A | #N/A | [6 empty] | 0 | 0 |  | #VALUE! | #VALUE! | #VALUE!
[10 empty] | 0 | 0 | #N/A | #N/A | #N/A | #N/A | #N/A | #N/A | #N/A | #N/A | #N/A | [6 empty] | 0 | 0 |  | #VALUE! | #VALUE! | #VALUE!
[10 empty] | 0 | 0 | #N/A | #N/A | #N/A | #N/A | #N/A | #N/A | #N/A | #N/A | #N/A | [6 empty] | 0 | 0 |  | 3 hour time shift HS
[10 empty] | 0 | 0 | #N/A | #N/A | #N/A | #N/A | #N/A | #N/A | #N/A | #N/A | #N/A | [6 empty] | 0 | 0 |  | B1 | A1 | C1
[10 empty] | 0 | 0 | #N/A | #N/A | #N/A | #N/A | #N/A | #N/A | #N/A | #N/A | #N/A | [6 empty] | 0 | 0 |  | Ambient | Load | Constant
[10 empty] | 0 | 0 | #N/A | #N/A | #N/A | #N/A | #N/A | #N/A | #N/A | #N/A | #N/A | [6 empty] | 0 | 0 |  | #VALUE! | #VALUE! | #VALUE!
[10 empty] | 0 | 0 | #N/A | #N/A | #N/A | #N/A | #N/A | #N/A | #N/A | #N/A | #N/A | [6 empty] | 0 | 0 |  | #VALUE! | #VALUE! | #VALUE!
[10 empty] | 0 | 0 | #N/A | #N/A | #N/A | #N/A | #N/A | #N/A | #N/A | #N/A | #N/A | [6 empty] | 0 | 0 | R2 | #VALUE! | #VALUE! | #VALUE!
[10 empty] | 0 | 0 | #N/A | #N/A | #N/A | #N/A | #N/A | #N/A | #N/A | #N/A | #N/A | [6 empty] | 0 | 0 |  | #VALUE! | #VALUE! | #VALUE!
[10 empty] | 0 | 0 | #N/A | #N/A | #N/A | #N/A | #N/A | #N/A | #N/A | #N/A | #N/A | [6 empty] | 0 | 0 |  | #VALUE! | #VALUE! | #VALUE!
[10 empty] | 0 | 0 | #N/A | #N/A | #N/A | #N/A | #N/A | #N/A | #N/A | #N/A | #N/A | [6 empty] | 0 | 0 |  | #VALUE! | #VALUE! | #VALUE!
[10 empty] | 0 | 0 | #N/A | #N/A | #N/A | #N/A | #N/A | #N/A | #N/A | #N/A | #N/A | [6 empty] | 0 | 0 |  | 3.5 hour time shift HS
[10 empty] | 0 | 0 | #N/A | #N/A | #N/A | #N/A | #N/A | #N/A | #N/A | #N/A | #N/A | [6 empty] | 0 | 0 |  | B1 | A1 | C1
[10 empty] | 0 | 0 | #N/A | #N/A | #N/A | #N/A | #N/A | #N/A | #N/A | #N/A | #N/A | [6 empty] | 0 | 0 |  | Ambient | Load | Constant
[10 empty] | 0 | 0 | #N/A | #N/A | #N/A | #N/A | #N/A | #N/A | #N/A | #N/A | #N/A | [6 empty] | 0 | 0 |  | #VALUE! | #VALUE! | #VALUE!
[10 empty] | 0 | 0 | #N/A | #N/A | #N/A | #N/A | #N/A | #N/A | #N/A | #N/A | #N/A | [6 empty] | 0 | 0 |  | #VALUE! | #VALUE! | #VALUE!
[10 empty] | 0 | 0 | #N/A | #N/A | #N/A | #N/A | #N/A | #N/A | #N/A | #N/A | #N/A | [6 empty] | 0 | 0 | R2 | #VALUE! | #VALUE! | #VALUE!
[10 empty] | 0 | 0 | #N/A | #N/A | #N/A | #N/A | #N/A | #N/A | #N/A | #N/A | #N/A | [6 empty] | 0 | 0 |  | #VALUE! | #VALUE! | #VALUE!
[10 empty] | 0 | 0 | #N/A | #N/A | #N/A | #N/A | #N/A | #N/A | #N/A | #N/A | #N/A | [6 empty] | 0 | 0 |  | #VALUE! | #VALUE! | #VALUE!
[10 empty] | 0 | 0 | #N/A | #N/A | #N/A | #N/A | #N/A | #N/A | #N/A | #N/A | #N/A | [6 empty] | 0 | 0 |  | #VALUE! | #VALUE! | #VALUE!
[10 empty] | 0 | 0 | #N/A | #N/A | #N/A | #N/A | #N/A | #N/A | #N/A | #N/A | #N/A | [6 empty] | 0 | 0 |  | 4 hour time shift HS
[10 empty] | 0 | 0 | #N/A | #N/A | #N/A | #N/A | #N/A | #N/A | #N/A | #N/A | #N/A | [6 empty] | 0 | 0 |  | B1 | A1 | C1
[10 empty] | 0 | 0 | #N/A | #N/A | #N/A | #N/A | #N/A | #N/A | #N/A | #N/A | #N/A | [6 empty] | 0 | 0 |  | Ambient | Load | Constant
[10 empty] | 0 | 0 | #N/A | #N/A | #N/A | #N/A | #N/A | #N/A | #N/A | #N/A | #N/A | [6 empty] | 0 | 0 |  | #VALUE! | #VALUE! | #VALUE!
[10 empty] | 0 | 0 | #N/A | #N/A | #N/A | #N/A | #N/A | #N/A | #N/A | #N/A | #N/A | [6 empty] | 0 | 0 |  | #VALUE! | #VALUE! | #VALUE!
[10 empty] | 0 | 0 | #N/A | #N/A | #N/A | #N/A | #N/A | #N/A | #N/A | #N/A | #N/A | [6 empty] | 0 | 0 | R2 | #VALUE! | #VALUE! | #VALUE!
[10 empty] | 0 | 0 | #N/A | #N/A | #N/A | #N/A | #N/A | #N/A | #N/A | #N/A | #N/A | [6 empty] | 0 | 0 |  | #VALUE! | #VALUE! | #VALUE!
[10 empty] | 0 | 0 | #N/A | #N/A | #N/A | #N/A | #N/A | #N/A | #N/A | #N/A | #N/A | [6 empty] | 0 | 0 |  | #VALUE! | #VALUE! | #VALUE!
[10 empty] | 0 | 0 | #N/A | #N/A | #N/A | #N/A | #N/A | #N/A | #N/A | #N/A | #N/A | [6 empty] | 0 | 0 |  | #VALUE! | #VALUE! | #VALUE!
[10 empty] | 0 | 0 | #N/A | #N/A | #N/A | #N/A | #N/A | #N/A | #N/A | #N/A | #N/A | [6 empty] | 0 | 0
[10 empty] | 0 | 0 | #N/A | #N/A | #N/A | #N/A | #N/A | #N/A | #N/A | #N/A | #N/A | [6 empty] | 0 | 0
[10 empty] | 0 | 0 | #N/A | #N/A | #N/A | #N/A | #N/A | #N/A | #N/A | #N/A | #N/A | [6 empty] | 0 | 0
[10 empty] | 0 | 0 | #N/A | #N/A | #N/A | #N/A | #N/A | #N/A | #N/A | #N/A | #N/A | [6 empty] | 0 | 0
[10 empty] | 0 | 0 | #N/A | #N/A | #N/A | #N/A | #N/A | #N/A | #N/A | #N/A | #N/A | [6 empty] | 0 | 0
[10 empty] | 0 | 0 | #N/A | #N/A | #N/A | #N/A | #N/A | #N/A | #N/A | #N/A | #N/A | [6 empty] | 0 | 0
[10 empty] | 0 | 0 | #N/A | #N/A | #N/A | #N/A | #N/A | #N/A | #N/A | #N/A | #N/A | [6 empty] | 0 | 0
[10 empty] | 0 | 0 | #N/A | #N/A | #N/A | #N/A | #N/A | #N/A | #N/A | #N/A | #N/A | [6 empty] | 0 | 0
[10 empty] | 0 | 0 | #N/A | #N/A | #N/A | #N/A | #N/A | #N/A | #N/A | #N/A | #N/A | [6 empty] | 0 | 0
[10 empty] | 0 | 0 | #N/A | #N/A | #N/A | #N/A | #N/A | #N/A | #N/A | #N/A | #N/A | [6 empty] | 0 | 0
[10 empty] | 0 | 0 | #N/A | #N/A | #N/A | #N/A | #N/A | #N/A | #N/A | #N/A | #N/A | [6 empty] | 0 | 0
[10 empty] | 0 | 0 | #N/A | #N/A | #N/A | #N/A | #N/A | #N/A | #N/A | #N/A | #N/A | [6 empty] | 0 | 0
[10 empty] | 0 | 0 | #N/A | #N/A | #N/A | #N/A | #N/A | #N/A | #N/A | #N/A | #N/A | [6 empty] | 0 | 0
[10 empty] | 0 | 0 | #N/A | #N/A | #N/A | #N/A | #N/A | #N/A | #N/A | #N/A | #N/A | [6 empty] | 0 | 0
[10 empty] | 0 | 0 | #N/A | #N/A | #N/A | #N/A | #N/A | #N/A | #N/A | #N/A | #N/A | [6 empty] | 0 | 0
[10 empty] | 0 | 0 | #N/A | #N/A | #N/A | #N/A | #N/A | #N/A | #N/A | #N/A | #N/A | [6 empty] | 0 | 0
[10 empty] | 0 | 0 | #N/A | #N/A | #N/A | #N/A | #N/A | #N/A | #N/A | #N/A | #N/A | [6 empty] | 0 | 0
[10 empty] | 0 | 0 | #N/A | #N/A | #N/A | #N/A | #N/A | #N/A | #N/A | #N/A | #N/A | [6 empty] | 0 | 0
[10 empty] | 0 | 0 | #N/A | #N/A | #N/A | #N/A | #N/A | #N/A | #N/A | #N/A | #N/A | [6 empty] | 0 | 0
[10 empty] | 0 | 0 | #N/A | #N/A | #N/A | #N/A | #N/A | #N/A | #N/A | #N/A | #N/A | [6 empty] | 0 | 0
[10 empty] | 0 | 0 | #N/A | #N/A | #N/A | #N/A | #N/A | #N/A | #N/A | #N/A | #N/A | [6 empty] | 0 | 0
[10 empty] | 0 | 0 | #N/A | #N/A | #N/A | #N/A | #N/A | #N/A | #N/A | #N/A | #N/A | [6 empty] | 0 | 0
[10 empty] | 0 | 0 | #N/A | #N/A | #N/A | #N/A | #N/A | #N/A | #N/A | #N/A | #N/A | [6 empty] | 0 | 0
[10 empty] | 0 | 0 | #N/A | #N/A | #N/A | #N/A | #N/A | #N/A | #N/A | #N/A | #N/A | [6 empty] | 0 | 0
[10 empty] | 0 | 0 | #N/A | #N/A | #N/A | #N/A | #N/A | #N/A | #N/A | #N/A | #N/A | [6 empty] | 0 | 0
[10 empty] | 0 | 0 | #N/A | #N/A | #N/A | #N/A | #N/A | #N/A | #N/A | #N/A | #N/A | [6 empty] | 0 | 0
[10 empty] | 0 | 0 | #N/A | #N/A | #N/A | #N/A | #N/A | #N/A | #N/A | #N/A | #N/A | [6 empty] | 0 | 0
[10 empty] | 0 | 0 | #N/A | #N/A | #N/A | #N/A | #N/A | #N/A | #N/A | #N/A | #N/A | [6 empty] | 0 | 0
[10 empty] | 0 | 0 | #N/A | #N/A | #N/A | #N/A | #N/A | #N/A | #N/A | #N/A | #N/A | [6 empty] | 0 | 0
[10 empty] | 0 | 0 | #N/A | #N/A | #N/A | #N/A | #N/A | #N/A | #N/A | #N/A | #N/A | [6 empty] | 0 | 0
[10 empty] | 0 | 0 | #N/A | #N/A | #N/A | #N/A | #N/A | #N/A | #N/A | #N/A | #N/A | [6 empty] | 0 | 0
[10 empty] | 0 | 0 | #N/A | #N/A | #N/A | #N/A | #N/A | #N/A | #N/A | #N/A | #N/A | [6 empty] | 0 | 0
[10 empty] | 0 | 0 | #N/A | #N/A | #N/A | #N/A | #N/A | #N/A | #N/A | #N/A | #N/A | [6 empty] | 0 | 0
[10 empty] | 0 | 0 | #N/A | #N/A | #N/A | #N/A | #N/A | #N/A | #N/A | #N/A | #N/A | [6 empty] | 0 | 0
[10 empty] | 0 | 0 | #N/A | #N/A | #N/A | #N/A | #N/A | #N/A | #N/A | #N/A | #N/A | [6 empty] | 0 | 0
[10 empty] | 0 | 0 | #N/A | #N/A | #N/A | #N/A | #N/A | #N/A | #N/A | #N/A | #N/A | [6 empty] | 0 | 0
[10 empty] | 0 | 0 | #N/A | #N/A | #N/A | #N/A | #N/A | #N/A | #N/A | #N/A | #N/A | [6 empty] | 0 | 0
[10 empty] | 0 | 0 | #N/A | #N/A | #N/A | #N/A | #N/A | #N/A | #N/A | #N/A | #N/A | [6 empty] | 0 | 0
[10 empty] | 0 | 0 | #N/A | #N/A | #N/A | #N/A | #N/A | #N/A | #N/A | #N/A | #N/A | [6 empty] | 0 | 0
[10 empty] | 0 | 0 | #N/A | #N/A | #N/A | #N/A | #N/A | #N/A | #N/A | #N/A | #N/A | [6 empty] | 0 | 0
[10 empty] | 0 | 0 | #N/A | #N/A | #N/A | #N/A | #N/A | #N/A | #N/A | #N/A | #N/A | [6 empty] | 0 | 0
[10 empty] | 0 | 0 | #N/A | #N/A | #N/A | #N/A | #N/A | #N/A | #N/A | #N/A | #N/A | [6 empty] | 0 | 0
[10 empty] | 0 | 0 | #N/A | #N/A | #N/A | #N/A | #N/A | #N/A | #N/A | #N/A | #N/A | [6 empty] | 0 | 0
[10 empty] | 0 | 0 | #N/A | #N/A | #N/A | #N/A | #N/A | #N/A | #N/A | #N/A | #N/A | [6 empty] | 0 | 0
[10 empty] | 0 | 0 | #N/A | #N/A | #N/A | #N/A | #N/A | #N/A | #N/A | #N/A | #N/A | [6 empty] | 0 | 0
[10 empty] | 0 | 0 | #N/A | #N/A | #N/A | #N/A | #N/A | #N/A | #N/A | #N/A | #N/A | [6 empty] | 0 | 0
[10 empty] | 0 | 0 | #N/A | #N/A | #N/A | #N/A | #N/A | #N/A | #N/A | #N/A | #N/A | [6 empty] | 0 | 0
[10 empty] | 0 | 0 | #N/A | #N/A | #N/A | #N/A | #N/A | #N/A | #N/A | #N/A | #N/A | [6 empty] | 0 | 0
[10 empty] | 0 | 0 | #N/A | #N/A | #N/A | #N/A | #N/A | #N/A | #N/A | #N/A | #N/A | [6 empty] | 0 | 0
[10 empty] | 0 | 0 | #N/A | #N/A | #N/A | #N/A | #N/A | #N/A | #N/A | #N/A | #N/A | [6 empty] | 0 | 0
[10 empty] | 0 | 0 | #N/A | #N/A | #N/A | #N/A | #N/A | #N/A | #N/A | #N/A | #N/A | [6 empty] | 0 | 0
[10 empty] | 0 | 0 | #N/A | #N/A | #N/A | #N/A | #N/A | #N/A | #N/A | #N/A | #N/A | [6 empty] | 0 | 0
[10 empty] | 0 | 0 | #N/A | #N/A | #N/A | #N/A | #N/A | #N/A | #N/A | #N/A | #N/A | [6 empty] | 0 | 0
[10 empty] | 0 | 0 | #N/A | #N/A | #N/A | #N/A | #N/A | #N/A | #N/A | #N/A | #N/A | [6 empty] | 0 | 0
[10 empty] | 0 | 0 | #N/A | #N/A | #N/A | #N/A | #N/A | #N/A | #N/A | #N/A | #N/A | [6 empty] | 0 | 0
[10 empty] | 0 | 0 | #N/A | #N/A | #N/A | #N/A | #N/A | #N/A | #N/A | #N/A | #N/A | [6 empty] | 0 | 0
[10 empty] | 0 | 0 | #N/A | #N/A | #N/A | #N/A | #N/A | #N/A | #N/A | #N/A | #N/A | [6 empty] | 0 | 0
[10 empty] | 0 | 0 | #N/A | #N/A | #N/A | #N/A | #N/A | #N/A | #N/A | #N/A | #N/A | [6 empty] | 0 | 0
[10 empty] | 0 | 0 | #N/A | #N/A | #N/A | #N/A | #N/A | #N/A | #N/A | #N/A | #N/A | [6 empty] | 0 | 0
[10 empty] | 0 | 0 | #N/A | #N/A | #N/A | #N/A | #N/A | #N/A | #N/A | #N/A | #N/A | [6 empty] | 0 | 0
[10 empty] | 0 | 0 | #N/A | #N/A | #N/A | #N/A | #N/A | #N/A | #N/A | #N/A | #N/A | [6 empty] | 0 | 0
[10 empty] | 0 | 0 | #N/A | #N/A | #N/A | #N/A | #N/A | #N/A | #N/A | #N/A | #N/A | [6 empty] | 0 | 0
[10 empty] | 0 | 0 | #N/A | #N/A | #N/A | #N/A | #N/A | #N/A | #N/A | #N/A | #N/A | [6 empty] | 0 | 0
[10 empty] | 0 | 0 | #N/A | #N/A | #N/A | #N/A | #N/A | #N/A | #N/A | #N/A | #N/A | [6 empty] | 0 | 0
[10 empty] | 0 | 0 | #N/A | #N/A | #N/A | #N/A | #N/A | #N/A | #N/A | #N/A | #N/A | [6 empty] | 0 | 0
[10 empty] | 0 | 0 | #N/A | #N/A | #N/A | #N/A | #N/A | #N/A | #N/A | #N/A | #N/A | [6 empty] | 0 | 0
[10 empty] | 0 | 0 | #N/A | #N/A | #N/A | #N/A | #N/A | #N/A | #N/A | #N/A | #N/A | [6 empty] | 0 | 0
[10 empty] | 0 | 0 | #N/A | #N/A | #N/A | #N/A | #N/A | #N/A | #N/A | #N/A | #N/A | [6 empty] | 0 | 0
[10 empty] | 0 | 0 | #N/A | #N/A | #N/A | #N/A | #N/A | #N/A | #N/A | #N/A | #N/A | [6 empty] | 0 | 0
[10 empty] | 0 | 0 | #N/A | #N/A | #N/A | #N/A | #N/A | #N/A | #N/A | #N/A | #N/A | [6 empty] | 0 | 0
[10 empty] | 0 | 0 | #N/A | #N/A | #N/A | #N/A | #N/A | #N/A | #N/A | #N/A | #N/A | [6 empty] | 0 | 0
[10 empty] | 0 | 0 | #N/A | #N/A | #N/A | #N/A | #N/A | #N/A | #N/A | #N/A | #N/A | [6 empty] | 0 | 0
[10 empty] | 0 | 0 | #N/A | #N/A | #N/A | #N/A | #N/A | #N/A | #N/A | #N/A | #N/A | [6 empty] | 0 | 0
[10 empty] | 0 | 0 | #N/A | #N/A | #N/A | #N/A | #N/A | #N/A | #N/A | #N/A | #N/A | [6 empty] | 0 | 0
[10 empty] | 0 | 0 | #N/A | #N/A | #N/A | #N/A | #N/A | #N/A | #N/A | #N/A | #N/A | [6 empty] | 0 | 0
[10 empty] | 0 | 0 | #N/A | #N/A | #N/A | #N/A | #N/A | #N/A | #N/A | #N/A | #N/A | [6 empty] | 0 | 0
[10 empty] | 0 | 0 | #N/A | #N/A | #N/A | #N/A | #N/A | #N/A | #N/A | #N/A | #N/A | [6 empty] | 0 | 0
[10 empty] | 0 | 0 | #N/A | #N/A | #N/A | #N/A | #N/A | #N/A | #N/A | #N/A | #N/A | [6 empty] | 0 | 0
[10 empty] | 0 | 0 | #N/A | #N/A | #N/A | #N/A | #N/A | #N/A | #N/A | #N/A | #N/A | [6 empty] | 0 | 0
[10 empty] | 0 | 0 | #N/A | #N/A | #N/A | #N/A | #N/A | #N/A | #N/A | #N/A | #N/A | [6 empty] | 0 | 0
[10 empty] | 0 | 0 | #N/A | #N/A | #N/A | #N/A | #N/A | #N/A | #N/A | #N/A | #N/A | [6 empty] | 0 | 0
[10 empty] | 0 | 0 | #N/A | #N/A | #N/A | #N/A | #N/A | #N/A | #N/A | #N/A | #N/A | [6 empty] | 0 | 0
[10 empty] | 0 | 0 | #N/A | #N/A | #N/A | #N/A | #N/A | #N/A | #N/A | #N/A | #N/A | [6 empty] | 0 | 0
[10 empty] | 0 | 0 | #N/A | #N/A | #N/A | #N/A | #N/A | #N/A | #N/A | #N/A | #N/A | [6 empty] | 0 | 0
[10 empty] | 0 | 0 | #N/A | #N/A | #N/A | #N/A | #N/A | #N/A | #N/A | #N/A | #N/A | [6 empty] | 0 | 0
[10 empty] | 0 | 0 | #N/A | #N/A | #N/A | #N/A | #N/A | #N/A | #N/A | #N/A | #N/A | [6 empty] | 0 | 0
[10 empty] | 0 | 0 | #N/A | #N/A | #N/A | #N/A | #N/A | #N/A | #N/A | #N/A | #N/A | [6 empty] | 0 | 0
[10 empty] | 0 | 0 | #N/A | #N/A | #N/A | #N/A | #N/A | #N/A | #N/A | #N/A | #N/A | [6 empty] | 0 | 0
[10 empty] | 0 | 0 | #N/A | #N/A | #N/A | #N/A | #N/A | #N/A | #N/A | #N/A | #N/A | [6 empty] | 0 | 0
[10 empty] | 0 | 0 | #N/A | #N/A | #N/A | #N/A | #N/A | #N/A | #N/A | #N/A | #N/A | [6 empty] | 0 | 0
[10 empty] | 0 | 0 | #N/A | #N/A | #N/A | #N/A | #N/A | #N/A | #N/A | #N/A | #N/A | [6 empty] | 0 | 0
[10 empty] | 0 | 0 | #N/A | #N/A | #N/A | #N/A | #N/A | #N/A | #N/A | #N/A | #N/A | [6 empty] | 0 | 0
[10 empty] | 0 | 0 | #N/A | #N/A | #N/A | #N/A | #N/A | #N/A | #N/A | #N/A | #N/A | [6 empty] | 0 | 0
[10 empty] | 0 | 0 | #N/A | #N/A | #N/A | #N/A | #N/A | #N/A | #N/A | #N/A | #N/A | [6 empty] | 0 | 0
[10 empty] | 0 | 0 | #N/A | #N/A | #N/A | #N/A | #N/A | #N/A | #N/A | #N/A | #N/A | [6 empty] | 0 | 0
[10 empty] | 0 | 0 | #N/A | #N/A | #N/A | #N/A | #N/A | #N/A | #N/A | #N/A | #N/A | [6 empty] | 0 | 0
[10 empty] | 0 | 0 | #N/A | #N/A | #N/A | #N/A | #N/A | #N/A | #N/A | #N/A | #N/A | [6 empty] | 0 | 0
[10 empty] | 0 | 0 | #N/A | #N/A | #N/A | #N/A | #N/A | #N/A | #N/A | #N/A | #N/A | [6 empty] | 0 | 0
[10 empty] | 0 | 0 | #N/A | #N/A | #N/A | #N/A | #N/A | #N/A | #N/A | #N/A | #N/A | [6 empty] | 0 | 0
[10 empty] | 0 | 0 | #N/A | #N/A | #N/A | #N/A | #N/A | #N/A | #N/A | #N/A | #N/A | [6 empty] | 0 | 0
[10 empty] | 0 | 0 | #N/A | #N/A | #N/A | #N/A | #N/A | #N/A | #N/A | #N/A | #N/A | [6 empty] | 0 | 0
[10 empty] | 0 | 0 | #N/A | #N/A | #N/A | #N/A | #N/A | #N/A | #N/A | #N/A | #N/A | [6 empty] | 0 | 0
[10 empty] | 0 | 0 | #N/A | #N/A | #N/A | #N/A | #N/A | #N/A | #N/A | #N/A | #N/A | [6 empty] | 0 | 0
[10 empty] | 0 | 0 | #N/A | #N/A | #N/A | #N/A | #N/A | #N/A | #N/A | #N/A | #N/A | [6 empty] | 0 | 0
[10 empty] | 0 | 0 | #N/A | #N/A | #N/A | #N/A | #N/A | #N/A | #N/A | #N/A | #N/A | [6 empty] | 0 | 0
[10 empty] | 0 | 0 | #N/A | #N/A | #N/A | #N/A | #N/A | #N/A | #N/A | #N/A | #N/A | [6 empty] | 0 | 0
[10 empty] | 0 | 0 | #N/A | #N/A | #N/A | #N/A | #N/A | #N/A | #N/A | #N/A | #N/A | [6 empty] | 0 | 0
[10 empty] | 0 | 0 | #N/A | #N/A | #N/A | #N/A | #N/A | #N/A | #N/A | #N/A | #N/A | [6 empty] | 0 | 0
[10 empty] | 0 | 0 | #N/A | #N/A | #N/A | #N/A | #N/A | #N/A | #N/A | #N/A | #N/A | [6 empty] | 0 | 0
[10 empty] | 0 | 0 | #N/A | #N/A | #N/A | #N/A | #N/A | #N/A | #N/A | #N/A | #N/A | [6 empty] | 0 | 0
[10 empty] | 0 | 0 | #N/A | #N/A | #N/A | #N/A | #N/A | #N/A | #N/A | #N/A | #N/A | [6 empty] | 0 | 0
[10 empty] | 0 | 0 | #N/A | #N/A | #N/A | #N/A | #N/A | #N/A | #N/A | #N/A | #N/A | [6 empty] | 0 | 0
[10 empty] | 0 | 0 | #N/A | #N/A | #N/A | #N/A | #N/A | #N/A | #N/A | #N/A | #N/A | [6 empty] | 0 | 0
[10 empty] | 0 | 0 | #N/A | #N/A | #N/A | #N/A | #N/A | #N/A | #N/A | #N/A | #N/A | [6 empty] | 0 | 0
[10 empty] | 0 | 0 | #N/A | #N/A | #N/A | #N/A | #N/A | #N/A | #N/A | #N/A | #N/A | [6 empty] | 0 | 0
[10 empty] | 0 | 0 | #N/A | #N/A | #N/A | #N/A | #N/A | #N/A | #N/A | #N/A | #N/A | [6 empty] | 0 | 0
[10 empty] | 0 | 0 | #N/A | #N/A | #N/A | #N/A | #N/A | #N/A | #N/A | #N/A | #N/A | [6 empty] | 0 | 0
[10 empty] | 0 | 0 | #N/A | #N/A | #N/A | #N/A | #N/A | #N/A | #N/A | #N/A | #N/A | [6 empty] | 0 | 0
[10 empty] | 0 | 0 | #N/A | #N/A | #N/A | #N/A | #N/A | #N/A | #N/A | #N/A | #N/A | [6 empty] | 0 | 0
[10 empty] | 0 | 0 | #N/A | #N/A | #N/A | #N/A | #N/A | #N/A | #N/A | #N/A | #N/A | [6 empty] | 0 | 0
[10 empty] | 0 | 0 | #N/A | #N/A | #N/A | #N/A | #N/A | #N/A | #N/A | #N/A | #N/A | [6 empty] | 0 | 0
[10 empty] | 0 | 0 | #N/A | #N/A | #N/A | #N/A | #N/A | #N/A | #N/A | #N/A | #N/A | [6 empty] | 0 | 0
[10 empty] | 0 | 0 | #N/A | #N/A | #N/A | #N/A | #N/A | #N/A | #N/A | #N/A | #N/A | [6 empty] | 0 | 0
[10 empty] | 0 | 0 | #N/A | #N/A | #N/A | #N/A | #N/A | #N/A | #N/A | #N/A | #N/A | [6 empty] | 0 | 0
[10 empty] | 0 | 0 | #N/A | #N/A | #N/A | #N/A | #N/A | #N/A | #N/A | #N/A | #N/A | [6 empty] | 0 | 0
[10 empty] | 0 | 0 | #N/A | #N/A | #N/A | #N/A | #N/A | #N/A | #N/A | #N/A | #N/A | [6 empty] | 0 | 0
[10 empty] | 0 | 0 | #N/A | #N/A | #N/A | #N/A | #N/A | #N/A | #N/A | #N/A | #N/A | [6 empty] | 0 | 0
[10 empty] | 0 | 0 | #N/A | #N/A | #N/A | #N/A | #N/A | #N/A | #N/A | #N/A | #N/A | [6 empty] | 0 | 0
[10 empty] | 0 | 0 | #N/A | #N/A | #N/A | #N/A | #N/A | #N/A | #N/A | #N/A | #N/A | [6 empty] | 0 | 0
[10 empty] | 0 | 0 | #N/A | #N/A | #N/A | #N/A | #N/A | #N/A | #N/A | #N/A | #N/A | [6 empty] | 0 | 0
[10 empty] | 0 | 0 | #N/A | #N/A | #N/A | #N/A | #N/A | #N/A | #N/A | #N/A | #N/A | [6 empty] | 0 | 0
[10 empty] | 0 | 0 | #N/A | #N/A | #N/A | #N/A | #N/A | #N/A | #N/A | #N/A | #N/A | [6 empty] | 0 | 0
[10 empty] | 0 | 0 | #N/A | #N/A | #N/A | #N/A | #N/A | #N/A | #N/A | #N/A | #N/A | [6 empty] | 0 | 0
[10 empty] | 0 | 0 | #N/A | #N/A | #N/A | #N/A | #N/A | #N/A | #N/A | #N/A | #N/A | [6 empty] | 0 | 0
[10 empty] | 0 | 0 | #N/A | #N/A | #N/A | #N/A | #N/A | #N/A | #N/A | #N/A | #N/A | [6 empty] | 0 | 0
[10 empty] | 0 | 0 | #N/A | #N/A | #N/A | #N/A | #N/A | #N/A | #N/A | #N/A | #N/A | [6 empty] | 0 | 0
[10 empty] | 0 | 0 | #N/A | #N/A | #N/A | #N/A | #N/A | #N/A | #N/A | #N/A | #N/A | [6 empty] | 0 | 0
[10 empty] | 0 | 0 | #N/A | #N/A | #N/A | #N/A | #N/A | #N/A | #N/A | #N/A | #N/A | [6 empty] | 0 | 0
[10 empty] | 0 | 0 | #N/A | #N/A | #N/A | #N/A | #N/A | #N/A | #N/A | #N/A | #N/A | [6 empty] | 0 | 0
[10 empty] | 0 | 0 | #N/A | #N/A | #N/A | #N/A | #N/A | #N/A | #N/A | #N/A | #N/A | [6 empty] | 0 | 0
[10 empty] | 0 | 0 | #N/A | #N/A | #N/A | #N/A | #N/A | #N/A | #N/A | #N/A | #N/A | [6 empty] | 0 | 0
[10 empty] | 0 | 0 | #N/A | #N/A | #N/A | #N/A | #N/A | #N/A | #N/A | #N/A | #N/A | [6 empty] | 0 | 0
[10 empty] | 0 | 0 | #N/A | #N/A | #N/A | #N/A | #N/A | #N/A | #N/A | #N/A | #N/A | [6 empty] | 0 | 0
[10 empty] | 0 | 0 | #N/A | #N/A | #N/A | #N/A | #N/A | #N/A | #N/A | #N/A | #N/A | [6 empty] | 0 | 0
[10 empty] | 0 | 0 | #N/A | #N/A | #N/A | #N/A | #N/A | #N/A | #N/A | #N/A | #N/A | [6 empty] | 0 | 0
[10 empty] | 0 | 0 | #N/A | #N/A | #N/A | #N/A | #N/A | #N/A | #N/A | #N/A | #N/A | [6 empty] | 0 | 0
[10 empty] | 0 | 0 | #N/A | #N/A | #N/A | #N/A | #N/A | #N/A | #N/A | #N/A | #N/A | [6 empty] | 0 | 0
[10 empty] | 0 | 0 | #N/A | #N/A | #N/A | #N/A | #N/A | #N/A | #N/A | #N/A | #N/A | [6 empty] | 0 | 0
[10 empty] | 0 | 0 | #N/A | #N/A | #N/A | #N/A | #N/A | #N/A | #N/A | #N/A | #N/A | [6 empty] | 0 | 0
[10 empty] | 0 | 0 | #N/A | #N/A | #N/A | #N/A | #N/A | #N/A | #N/A | #N/A | #N/A | [6 empty] | 0 | 0
[10 empty] | 0 | 0 | #N/A | #N/A | #N/A | #N/A | #N/A | #N/A | #N/A | #N/A | #N/A | [6 empty] | 0 | 0
[10 empty] | 0 | 0 | #N/A | #N/A | #N/A | #N/A | #N/A | #N/A | #N/A | #N/A | #N/A | [6 empty] | 0 | 0
[10 empty] | 0 | 0 | #N/A | #N/A | #N/A | #N/A | #N/A | #N/A | #N/A | #N/A | #N/A | [6 empty] | 0 | 0
[10 empty] | 0 | 0 | #N/A | #N/A | #N/A | #N/A | #N/A | #N/A | #N/A | #N/A | #N/A | [6 empty] | 0 | 0
[10 empty] | 0 | 0 | #N/A | #N/A | #N/A | #N/A | #N/A | #N/A | #N/A | #N/A | #N/A | [6 empty] | 0 | 0
[10 empty] | 0 | 0 | #N/A | #N/A | #N/A | #N/A | #N/A | #N/A | #N/A | #N/A | #N/A | [6 empty] | 0 | 0
[10 empty] | 0 | 0 | #N/A | #N/A | #N/A | #N/A | #N/A | #N/A | #N/A | #N/A | #N/A | [6 empty] | 0 | 0
[10 empty] | 0 | 0 | #N/A | #N/A | #N/A | #N/A | #N/A | #N/A | #N/A | #N/A | #N/A | [6 empty] | 0 | 0
[10 empty] | 0 | 0 | #N/A | #N/A | #N/A | #N/A | #N/A | #N/A | #N/A | #N/A | #N/A | [6 empty] | 0 | 0
[10 empty] | 0 | 0 | #N/A | #N/A | #N/A | #N/A | #N/A | #N/A | #N/A | #N/A | #N/A | [6 empty] | 0 | 0
[10 empty] | 0 | 0 | #N/A | #N/A | #N/A | #N/A | #N/A | #N/A | #N/A | #N/A | #N/A | [6 empty] | 0 | 0
[10 empty] | 0 | 0 | #N/A | #N/A | #N/A | #N/A | #N/A | #N/A | #N/A | #N/A | #N/A | [6 empty] | 0 | 0
[10 empty] | 0 | 0 | #N/A | #N/A | #N/A | #N/A | #N/A | #N/A | #N/A | #N/A | #N/A | [6 empty] | 0 | 0
[10 empty] | 0 | 0 | #N/A | #N/A | #N/A | #N/A | #N/A | #N/A | #N/A | #N/A | #N/A | [6 empty] | 0 | 0
[10 empty] | 0 | 0 | #N/A | #N/A | #N/A | #N/A | #N/A | #N/A | #N/A | #N/A | #N/A | [6 empty] | 0 | 0
[10 empty] | 0 | 0 | #N/A | #N/A | #N/A | #N/A | #N/A | #N/A | #N/A | #N/A | #N/A | [6 empty] | 0 | 0
[10 empty] | 0 | 0 | #N/A | #N/A | #N/A | #N/A | #N/A | #N/A | #N/A | #N/A | #N/A | [6 empty] | 0 | 0
[10 empty] | 0 | 0 | #N/A | #N/A | #N/A | #N/A | #N/A | #N/A | #N/A | #N/A | #N/A | [6 empty] | 0 | 0
[10 empty] | 0 | 0 | #N/A | #N/A | #N/A | #N/A | #N/A | #N/A | #N/A | #N/A | #N/A | [6 empty] | 0 | 0
[10 empty] | 0 | 0 | #N/A | #N/A | #N/A | #N/A | #N/A | #N/A | #N/A | #N/A | #N/A | [6 empty] | 0 | 0
[10 empty] | 0 | 0 | #N/A | #N/A | #N/A | #N/A | #N/A | #N/A | #N/A | #N/A | #N/A | [6 empty] | 0 | 0
[10 empty] | 0 | 0 | #N/A | #N/A | #N/A | #N/A | #N/A | #N/A | #N/A | #N/A | #N/A | [6 empty] | 0 | 0
[10 empty] | 0 | 0 | #N/A | #N/A | #N/A | #N/A | #N/A | #N/A | #N/A | #N/A | #N/A | [6 empty] | 0 | 0
[10 empty] | 0 | 0 | #N/A | #N/A | #N/A | #N/A | #N/A | #N/A | #N/A | #N/A | #N/A | [6 empty] | 0 | 0
[10 empty] | 0 | 0 | #N/A | #N/A | #N/A | #N/A | #N/A | #N/A | #N/A | #N/A | #N/A | [6 empty] | 0 | 0
[10 empty] | 0 | 0 | #N/A | #N/A | #N/A | #N/A | #N/A | #N/A | #N/A | #N/A | #N/A | [6 empty] | 0 | 0
[10 empty] | 0 | 0 | #N/A | #N/A | #N/A | #N/A | #N/A | #N/A | #N/A | #N/A | #N/A | [6 empty] | 0 | 0
[10 empty] | 0 | 0 | #N/A | #N/A | #N/A | #N/A | #N/A | #N/A | #N/A | #N/A | #N/A | [6 empty] | 0 | 0
[10 empty] | 0 | 0 | #N/A | #N/A | #N/A | #N/A | #N/A | #N/A | #N/A | #N/A | #N/A | [6 empty] | 0 | 0
[10 empty] | 0 | 0 | #N/A | #N/A | #N/A | #N/A | #N/A | #N/A | #N/A | #N/A | #N/A | [6 empty] | 0 | 0
[10 empty] | 0 | 0 | #N/A | #N/A | #N/A | #N/A | #N/A | #N/A | #N/A | #N/A | #N/A | [6 empty] | 0 | 0
[10 empty] | 0 | 0 | #N/A | #N/A | #N/A | #N/A | #N/A | #N/A | #N/A | #N/A | #N/A | [6 empty] | 0 | 0
[10 empty] | 0 | 0 | #N/A | #N/A | #N/A | #N/A | #N/A | #N/A | #N/A | #N/A | #N/A | [6 empty] | 0 | 0
[10 empty] | 0 | 0 | #N/A | #N/A | #N/A | #N/A | #N/A | #N/A | #N/A | #N/A | #N/A | [6 empty] | 0 | 0
[10 empty] | 0 | 0 | #N/A | #N/A | #N/A | #N/A | #N/A | #N/A | #N/A | #N/A | #N/A | [6 empty] | 0 | 0
[10 empty] | 0 | 0 | #N/A | #N/A | #N/A | #N/A | #N/A | #N/A | #N/A | #N/A | #N/A | [6 empty] | 0 | 0
[10 empty] | 0 | 0 | #N/A | #N/A | #N/A | #N/A | #N/A | #N/A | #N/A | #N/A | #N/A | [6 empty] | 0 | 0
[10 empty] | 0 | 0 | #N/A | #N/A | #N/A | #N/A | #N/A | #N/A | #N/A | #N/A | #N/A | [6 empty] | 0 | 0
[10 empty] | 0 | 0 | #N/A | #N/A | #N/A | #N/A | #N/A | #N/A | #N/A | #N/A | #N/A | [6 empty] | 0 | 0
[10 empty] | 0 | 0 | #N/A | #N/A | #N/A | #N/A | #N/A | #N/A | #N/A | #N/A | #N/A | [6 empty] | 0 | 0
[10 empty] | 0 | 0 | #N/A | #N/A | #N/A | #N/A | #N/A | #N/A | #N/A | #N/A | #N/A | [6 empty] | 0 | 0
[10 empty] | 0 | 0 | #N/A | #N/A | #N/A | #N/A | #N/A | #N/A | #N/A | #N/A | #N/A | [6 empty] | 0 | 0
[10 empty] | 0 | 0 | #N/A | #N/A | #N/A | #N/A | #N/A | #N/A | #N/A | #N/A | #N/A | [6 empty] | 0 | 0
[10 empty] | 0 | 0 | #N/A | #N/A | #N/A | #N/A | #N/A | #N/A | #N/A | #N/A | #N/A | [6 empty] | 0 | 0
[10 empty] | 0 | 0 | #N/A | #N/A | #N/A | #N/A | #N/A | #N/A | #N/A | #N/A | #N/A | [6 empty] | 0 | 0
[10 empty] | 0 | 0 | #N/A | #N/A | #N/A | #N/A | #N/A | #N/A | #N/A | #N/A | #N/A | [6 empty] | 0 | 0
[10 empty] | 0 | 0 | #N/A | #N/A | #N/A | #N/A | #N/A | #N/A | #N/A | #N/A | #N/A | [6 empty] | 0 | 0
[10 empty] | 0 | 0 | #N/A | #N/A | #N/A | #N/A | #N/A | #N/A | #N/A | #N/A | #N/A | [6 empty] | 0 | 0
[10 empty] | 0 | 0 | #N/A | #N/A | #N/A | #N/A | #N/A | #N/A | #N/A | #N/A | #N/A | [6 empty] | 0 | 0
[10 empty] | 0 | 0 | #N/A | #N/A | #N/A | #N/A | #N/A | #N/A | #N/A | #N/A | #N/A | [6 empty] | 0 | 0
[10 empty] | 0 | 0 | #N/A | #N/A | #N/A | #N/A | #N/A | #N/A | #N/A | #N/A | #N/A | [6 empty] | 0 | 0
[10 empty] | 0 | 0 | #N/A | #N/A | #N/A | #N/A | #N/A | #N/A | #N/A | #N/A | #N/A | [6 empty] | 0 | 0
[10 empty] | 0 | 0 | #N/A | #N/A | #N/A | #N/A | #N/A | #N/A | #N/A | #N/A | #N/A | [6 empty] | 0 | 0
[10 empty] | 0 | 0 | #N/A | #N/A | #N/A | #N/A | #N/A | #N/A | #N/A | #N/A | #N/A | [6 empty] | 0 | 0
[10 empty] | 0 | 0 | #N/A | #N/A | #N/A | #N/A | #N/A | #N/A | #N/A | #N/A | #N/A | [6 empty] | 0 | 0
[10 empty] | 0 | 0 | #N/A | #N/A | #N/A | #N/A | #N/A | #N/A | #N/A | #N/A | #N/A | [6 empty] | 0 | 0
[10 empty] | 0 | 0 | #N/A | #N/A | #N/A | #N/A | #N/A | #N/A | #N/A | #N/A | #N/A | [6 empty] | 0 | 0
[10 empty] | 0 | 0 | #N/A | #N/A | #N/A | #N/A | #N/A | #N/A | #N/A | #N/A | #N/A | [6 empty] | 0 | 0
[10 empty] | 0 | 0 | #N/A | #N/A | #N/A | #N/A | #N/A | #N/A | #N/A | #N/A | #N/A | [6 empty] | 0 | 0
[10 empty] | 0 | 0 | #N/A | #N/A | #N/A | #N/A | #N/A | #N/A | #N/A | #N/A | #N/A | [6 empty] | 0 | 0
[10 empty] | 0 | 0 | #N/A | #N/A | #N/A | #N/A | #N/A | #N/A | #N/A | #N/A | #N/A | [6 empty] | 0 | 0
[10 empty] | 0 | 0 | #N/A | #N/A | #N/A | #N/A | #N/A | #N/A | #N/A | #N/A | #N/A | [6 empty] | 0 | 0
[10 empty] | 0 | 0 | #N/A | #N/A | #N/A | #N/A | #N/A | #N/A | #N/A | #N/A | #N/A | [6 empty] | 0 | 0
[10 empty] | 0 | 0 | #N/A | #N/A | #N/A | #N/A | #N/A | #N/A | #N/A | #N/A | #N/A | [6 empty] | 0 | 0
[10 empty] | 0 | 0 | #N/A | #N/A | #N/A | #N/A | #N/A | #N/A | #N/A | #N/A | #N/A | [6 empty] | 0 | 0
[10 empty] | 0 | 0 | #N/A | #N/A | #N/A | #N/A | #N/A | #N/A | #N/A | #N/A | #N/A | [6 empty] | 0 | 0
[10 empty] | 0 | 0 | #N/A | #N/A | #N/A | #N/A | #N/A | #N/A | #N/A | #N/A | #N/A | [6 empty] | 0 | 0
[10 empty] | 0 | 0 | #N/A | #N/A | #N/A | #N/A | #N/A | #N/A | #N/A | #N/A | #N/A | [6 empty] | 0 | 0
[10 empty] | 0 | 0 | #N/A | #N/A | #N/A | #N/A | #N/A | #N/A | #N/A | #N/A | #N/A | [6 empty] | 0 | 0
[10 empty] | 0 | 0 | #N/A | #N/A | #N/A | #N/A | #N/A | #N/A | #N/A | #N/A | #N/A | [6 empty] | 0 | 0
[10 empty] | 0 | 0 | #N/A | #N/A | #N/A | #N/A | #N/A | #N/A | #N/A | #N/A | #N/A | [6 empty] | 0 | 0
[10 empty] | 0 | 0 | #N/A | #N/A | #N/A | #N/A | #N/A | #N/A | #N/A | #N/A | #N/A | [6 empty] | 0 | 0
[10 empty] | 0 | 0 | #N/A | #N/A | #N/A | #N/A | #N/A | #N/A | #N/A | #N/A | #N/A | [6 empty] | 0 | 0
[10 empty] | 0 | 0 | #N/A | #N/A | #N/A | #N/A | #N/A | #N/A | #N/A | #N/A | #N/A | [6 empty] | 0 | 0
[10 empty] | 0 | 0 | #N/A | #N/A | #N/A | #N/A | #N/A | #N/A | #N/A | #N/A | #N/A | [6 empty] | 0 | 0
[10 empty] | 0 | 0 | #N/A | #N/A | #N/A | #N/A | #N/A | #N/A | #N/A | #N/A | #N/A | [6 empty] | 0 | 0
[10 empty] | 0 | 0 | #N/A | #N/A | #N/A | #N/A | #N/A | #N/A | #N/A | #N/A | #N/A | [6 empty] | 0 | 0
[10 empty] | 0 | 0 | #N/A | #N/A | #N/A | #N/A | #N/A | #N/A | #N/A | #N/A | #N/A | [6 empty] | 0 | 0
[10 empty] | 0 | 0 | #N/A | #N/A | #N/A | #N/A | #N/A | #N/A | #N/A | #N/A | #N/A | [6 empty] | 0 | 0
[10 empty] | 0 | 0 | #N/A | #N/A | #N/A | #N/A | #N/A | #N/A | #N/A | #N/A | #N/A | [6 empty] | 0 | 0
[10 empty] | 0 | 0 | #N/A | #N/A | #N/A | #N/A | #N/A | #N/A | #N/A | #N/A | #N/A | [6 empty] | 0 | 0
[10 empty] | 0 | 0 | #N/A | #N/A | #N/A | #N/A | #N/A | #N/A | #N/A | #N/A | #N/A | [6 empty] | 0 | 0
[10 empty] | 0 | 0 | #N/A | #N/A | #N/A | #N/A | #N/A | #N/A | #N/A | #N/A | #N/A | [6 empty] | 0 | 0
[10 empty] | 0 | 0 | #N/A | #N/A | #N/A | #N/A | #N/A | #N/A | #N/A | #N/A | #N/A | [6 empty] | 0 | 0
[10 empty] | 0 | 0 | #N/A | #N/A | #N/A | #N/A | #N/A | #N/A | #N/A | #N/A | #N/A | [6 empty] | 0 | 0
[10 empty] | 0 | 0 | #N/A | #N/A | #N/A | #N/A | #N/A | #N/A | #N/A | #N/A | #N/A | [6 empty] | 0 | 0
[10 empty] | 0 | 0 | #N/A | #N/A | #N/A | #N/A | #N/A | #N/A | #N/A | #N/A | #N/A | [6 empty] | 0 | 0
[10 empty] | 0 | 0 | #N/A | #N/A | #N/A | #N/A | #N/A | #N/A | #N/A | #N/A | #N/A | [6 empty] | 0 | 0
[10 empty] | 0 | 0 | #N/A | #N/A | #N/A | #N/A | #N/A | #N/A | #N/A | #N/A | #N/A | [6 empty] | 0 | 0
[10 empty] | 0 | 0 | #N/A | #N/A | #N/A | #N/A | #N/A | #N/A | #N/A | #N/A | #N/A | [6 empty] | 0 | 0
[10 empty] | 0 | 0 | #N/A | #N/A | #N/A | #N/A | #N/A | #N/A | #N/A | #N/A | #N/A | [6 empty] | 0 | 0
[10 empty] | 0 | 0 | #N/A | #N/A | #N/A | #N/A | #N/A | #N/A | #N/A | #N/A | #N/A | [6 empty] | 0 | 0
[10 empty] | 0 | 0 | #N/A | #N/A | #N/A | #N/A | #N/A | #N/A | #N/A | #N/A | #N/A | [6 empty] | 0 | 0
[10 empty] | 0 | 0 | #N/A | #N/A | #N/A | #N/A | #N/A | #N/A | #N/A | #N/A | #N/A | [6 empty] | 0 | 0
[10 empty] | 0 | 0 | #N/A | #N/A | #N/A | #N/A | #N/A | #N/A | #N/A | #N/A | #N/A | [6 empty] | 0 | 0
[10 empty] | 0 | 0 | #N/A | #N/A | #N/A | #N/A | #N/A | #N/A | #N/A | #N/A | #N/A | [6 empty] | 0 | 0
[10 empty] | 0 | 0 | #N/A | #N/A | #N/A | #N/A | #N/A | #N/A | #N/A | #N/A | #N/A | [6 empty] | 0 | 0
[10 empty] | 0 | 0 | #N/A | #N/A | #N/A | #N/A | #N/A | #N/A | #N/A | #N/A | #N/A | [6 empty] | 0 | 0
[10 empty] | 0 | 0 | #N/A | #N/A | #N/A | #N/A | #N/A | #N/A | #N/A | #N/A | #N/A | [6 empty] | 0 | 0
[10 empty] | 0 | 0 | #N/A | #N/A | #N/A | #N/A | #N/A | #N/A | #N/A | #N/A | #N/A | [6 empty] | 0 | 0
[10 empty] | 0 | 0 | #N/A | #N/A | #N/A | #N/A | #N/A | #N/A | #N/A | #N/A | #N/A | [6 empty] | 0 | 0
[10 empty] | 0 | 0 | #N/A | #N/A | #N/A | #N/A | #N/A | #N/A | #N/A | #N/A | #N/A | [6 empty] | 0 | 0
[10 empty] | 0 | 0 | #N/A | #N/A | #N/A | #N/A | #N/A | #N/A | #N/A | #N/A | #N/A | [6 empty] | 0 | 0
[10 empty] | 0 | 0 | #N/A | #N/A | #N/A | #N/A | #N/A | #N/A | #N/A | #N/A | #N/A | [6 empty] | 0 | 0
[10 empty] | 0 | 0 | #N/A | #N/A | #N/A | #N/A | #N/A | #N/A | #N/A | #N/A | #N/A | [6 empty] | 0 | 0
[10 empty] | 0 | 0 | #N/A | #N/A | #N/A | #N/A | #N/A | #N/A | #N/A | #N/A | #N/A | [6 empty] | 0 | 0
[10 empty] | 0 | 0 | #N/A | #N/A | #N/A | #N/A | #N/A | #N/A | #N/A | #N/A | #N/A | [6 empty] | 0 | 0
[10 empty] | 0 | 0 | #N/A | #N/A | #N/A | #N/A | #N/A | #N/A | #N/A | #N/A | #N/A | [6 empty] | 0 | 0
[10 empty] | 0 | 0 | #N/A | #N/A | #N/A | #N/A | #N/A | #N/A | #N/A | #N/A | #N/A | [6 empty] | 0 | 0
[10 empty] | 0 | 0 | #N/A | #N/A | #N/A | #N/A | #N/A | #N/A | #N/A | #N/A | #N/A | [6 empty] | 0 | 0
[10 empty] | 0 | 0 | #N/A | #N/A | #N/A | #N/A | #N/A | #N/A | #N/A | #N/A | #N/A | [6 empty] | 0 | 0
[10 empty] | 0 | 0 | #N/A | #N/A | #N/A | #N/A | #N/A | #N/A | #N/A | #N/A | #N/A | [6 empty] | 0 | 0
[10 empty] | 0 | 0 | #N/A | #N/A | #N/A | #N/A | #N/A | #N/A | #N/A | #N/A | #N/A | [6 empty] | 0 | 0
[10 empty] | 0 | 0 | #N/A | #N/A | #N/A | #N/A | #N/A | #N/A | #N/A | #N/A | #N/A | [6 empty] | 0 | 0
[10 empty] | 0 | 0 | #N/A | #N/A | #N/A | #N/A | #N/A | #N/A | #N/A | #N/A | #N/A | [6 empty] | 0 | 0
[10 empty] | 0 | 0 | #N/A | #N/A | #N/A | #N/A | #N/A | #N/A | #N/A | #N/A | #N/A | [6 empty] | 0 | 0
[10 empty] | 0 | 0 | #N/A | #N/A | #N/A | #N/A | #N/A | #N/A | #N/A | #N/A | #N/A | [6 empty] | 0 | 0
[10 empty] | 0 | 0 | #N/A | #N/A | #N/A | #N/A | #N/A | #N/A | #N/A | #N/A | #N/A | [6 empty] | 0 | 0
[10 empty] | 0 | 0 | #N/A | #N/A | #N/A | #N/A | #N/A | #N/A | #N/A | #N/A | #N/A | [6 empty] | 0 | 0
[10 empty] | 0 | 0 | #N/A | #N/A | #N/A | #N/A | #N/A | #N/A | #N/A | #N/A | #N/A | [6 empty] | 0 | 0
[10 empty] | 0 | 0 | #N/A | #N/A | #N/A | #N/A | #N/A | #N/A | #N/A | #N/A | #N/A | [6 empty] | 0 | 0
[10 empty] | 0 | 0 | #N/A | #N/A | #N/A | #N/A | #N/A | #N/A | #N/A | #N/A | #N/A | [6 empty] | 0 | 0
[10 empty] | 0 | 0 | #N/A | #N/A | #N/A | #N/A | #N/A | #N/A | #N/A | #N/A | #N/A | [6 empty] | 0 | 0
[10 empty] | 0 | 0 | #N/A | #N/A | #N/A | #N/A | #N/A | #N/A | #N/A | #N/A | #N/A | [6 empty] | 0 | 0
[10 empty] | 0 | 0 | #N/A | #N/A | #N/A | #N/A | #N/A | #N/A | #N/A | #N/A | #N/A | [6 empty] | 0 | 0
[10 empty] | 0 | 0 | #N/A | #N/A | #N/A | #N/A | #N/A | #N/A | #N/A | #N/A | #N/A | [6 empty] | 0 | 0
[10 empty] | 0 | 0 | #N/A | #N/A | #N/A | #N/A | #N/A | #N/A | #N/A | #N/A | #N/A | [6 empty] | 0 | 0
[10 empty] | 0 | 0 | #N/A | #N/A | #N/A | #N/A | #N/A | #N/A | #N/A | #N/A | #N/A | [6 empty] | 0 | 0
[10 empty] | 0 | 0 | #N/A | #N/A | #N/A | #N/A | #N/A | #N/A | #N/A | #N/A | #N/A | [6 empty] | 0 | 0
[10 empty] | 0 | 0 | #N/A | #N/A | #N/A | #N/A | #N/A | #N/A | #N/A | #N/A | #N/A | [6 empty] | 0 | 0
[10 empty] | 0 | 0 | #N/A | #N/A | #N/A | #N/A | #N/A | #N/A | #N/A | #N/A | #N/A | [6 empty] | 0 | 0
[10 empty] | 0 | 0 | #N/A | #N/A | #N/A | #N/A | #N/A | #N/A | #N/A | #N/A | #N/A | [6 empty] | 0 | 0
[10 empty] | 0 | 0 | #N/A | #N/A | #N/A | #N/A | #N/A | #N/A | #N/A | #N/A | #N/A | [6 empty] | 0 | 0
[10 empty] | 0 | 0 | #N/A | #N/A | #N/A | #N/A | #N/A | #N/A | #N/A | #N/A | #N/A | [6 empty] | 0 | 0
[10 empty] | 0 | 0 | #N/A | #N/A | #N/A | #N/A | #N/A | #N/A | #N/A | #N/A | #N/A | [6 empty] | 0 | 0
[10 empty] | 0 | 0 | #N/A | #N/A | #N/A | #N/A | #N/A | #N/A | #N/A | #N/A | #N/A | [6 empty] | 0 | 0
[10 empty] | 0 | 0 | #N/A | #N/A | #N/A | #N/A | #N/A | #N/A | #N/A | #N/A | #N/A | [6 empty] | 0 | 0
[10 empty] | 0 | 0 | #N/A | #N/A | #N/A | #N/A | #N/A | #N/A | #N/A | #N/A | #N/A | [6 empty] | 0 | 0
[10 empty] | 0 | 0 | #N/A | #N/A | #N/A | #N/A | #N/A | #N/A | #N/A | #N/A | #N/A | [6 empty] | 0 | 0
[10 empty] | 0 | 0 | #N/A | #N/A | #N/A | #N/A | #N/A | #N/A | #N/A | #N/A | #N/A | [6 empty] | 0 | 0
[10 empty] | 0 | 0 | #N/A | #N/A | #N/A | #N/A | #N/A | #N/A | #N/A | #N/A | #N/A | [6 empty] | 0 | 0
[10 empty] | 0 | 0 | #N/A | #N/A | #N/A | #N/A | #N/A | #N/A | #N/A | #N/A | #N/A | [6 empty] | 0 | 0
[10 empty] | 0 | 0 | #N/A | #N/A | #N/A | #N/A | #N/A | #N/A | #N/A | #N/A | #N/A | [6 empty] | 0 | 0
[10 empty] | 0 | 0 | #N/A | #N/A | #N/A | #N/A | #N/A | #N/A | #N/A | #N/A | #N/A | [6 empty] | 0 | 0
[10 empty] | 0 | 0 | #N/A | #N/A | #N/A | #N/A | #N/A | #N/A | #N/A | #N/A | #N/A | [6 empty] | 0 | 0
[10 empty] | 0 | 0 | #N/A | #N/A | #N/A | #N/A | #N/A | #N/A | #N/A | #N/A | #N/A | [6 empty] | 0 | 0
[10 empty] | 0 | 0 | #N/A | #N/A | #N/A | #N/A | #N/A | #N/A | #N/A | #N/A | #N/A | [6 empty] | 0 | 0
[10 empty] | 0 | 0 | #N/A | #N/A | #N/A | #N/A | #N/A | #N/A | #N/A | #N/A | #N/A | [6 empty] | 0 | 0
[10 empty] | 0 | 0 | #N/A | #N/A | #N/A | #N/A | #N/A | #N/A | #N/A | #N/A | #N/A | [6 empty] | 0 | 0
[10 empty] | 0 | 0 | #N/A | #N/A | #N/A | #N/A | #N/A | #N/A | #N/A | #N/A | #N/A | [6 empty] | 0 | 0
[10 empty] | 0 | 0 | #N/A | #N/A | #N/A | #N/A | #N/A | #N/A | #N/A | #N/A | #N/A | [6 empty] | 0 | 0
[10 empty] | 0 | 0 | #N/A | #N/A | #N/A | #N/A | #N/A | #N/A | #N/A | #N/A | #N/A | [6 empty] | 0 | 0
[10 empty] | 0 | 0 | #N/A | #N/A | #N/A | #N/A | #N/A | #N/A | #N/A | #N/A | #N/A | [6 empty] | 0 | 0
[10 empty] | 0 | 0 | #N/A | #N/A | #N/A | #N/A | #N/A | #N/A | #N/A | #N/A | #N/A | [6 empty] | 0 | 0
[10 empty] | 0 | 0 | #N/A | #N/A | #N/A | #N/A | #N/A | #N/A | #N/A | #N/A | #N/A | [6 empty] | 0 | 0
[10 empty] | 0 | 0 | #N/A | #N/A | #N/A | #N/A | #N/A | #N/A | #N/A | #N/A | #N/A | [6 empty] | 0 | 0
[10 empty] | 0 | 0 | #N/A | #N/A | #N/A | #N/A | #N/A | #N/A | #N/A | #N/A | #N/A | [6 empty] | 0 | 0
[10 empty] | 0 | 0 | #N/A | #N/A | #N/A | #N/A | #N/A | #N/A | #N/A | #N/A | #N/A | [6 empty] | 0 | 0
[10 empty] | 0 | 0 | #N/A | #N/A | #N/A | #N/A | #N/A | #N/A | #N/A | #N/A | #N/A | [6 empty] | 0 | 0
[10 empty] | 0 | 0 | #N/A | #N/A | #N/A | #N/A | #N/A | #N/A | #N/A | #N/A | #N/A | [6 empty] | 0 | 0
[10 empty] | 0 | 0 | #N/A | #N/A | #N/A | #N/A | #N/A | #N/A | #N/A | #N/A | #N/A | [6 empty] | 0 | 0
[10 empty] | 0 | 0 | #N/A | #N/A | #N/A | #N/A | #N/A | #N/A | #N/A | #N/A | #N/A | [6 empty] | 0 | 0
[10 empty] | 0 | 0 | #N/A | #N/A | #N/A | #N/A | #N/A | #N/A | #N/A | #N/A | #N/A | [6 empty] | 0 | 0
[10 empty] | 0 | 0 | #N/A | #N/A | #N/A | #N/A | #N/A | #N/A | #N/A | #N/A | #N/A | [6 empty] | 0 | 0
[10 empty] | 0 | 0 | #N/A | #N/A | #N/A | #N/A | #N/A | #N/A | #N/A | #N/A | #N/A | [6 empty] | 0 | 0
[10 empty] | 0 | 0 | #N/A | #N/A | #N/A | #N/A | #N/A | #N/A | #N/A | #N/A | #N/A | [6 empty] | 0 | 0
[10 empty] | 0 | 0 | #N/A | #N/A | #N/A | #N/A | #N/A | #N/A | #N/A | #N/A | #N/A | [6 empty] | 0 | 0
[10 empty] | 0 | 0 | #N/A | #N/A | #N/A | #N/A | #N/A | #N/A | #N/A | #N/A | #N/A | [6 empty] | 0 | 0
[10 empty] | 0 | 0 | #N/A | #N/A | #N/A | #N/A | #N/A | #N/A | #N/A | #N/A | #N/A | [6 empty] | 0 | 0
[10 empty] | 0 | 0 | #N/A | #N/A | #N/A | #N/A | #N/A | #N/A | #N/A | #N/A | #N/A | [6 empty] | 0 | 0
[10 empty] | 0 | 0 | #N/A | #N/A | #N/A | #N/A | #N/A | #N/A | #N/A | #N/A | #N/A | [6 empty] | 0 | 0
[10 empty] | 0 | 0 | #N/A | #N/A | #N/A | #N/A | #N/A | #N/A | #N/A | #N/A | #N/A | [6 empty] | 0 | 0
[10 empty] | 0 | 0 | #N/A | #N/A | #N/A | #N/A | #N/A | #N/A | #N/A | #N/A | #N/A | [6 empty] | 0 | 0
[10 empty] | 0 | 0 | #N/A | #N/A | #N/A | #N/A | #N/A | #N/A | #N/A | #N/A | #N/A | [6 empty] | 0 | 0
[10 empty] | 0 | 0 | #N/A | #N/A | #N/A | #N/A | #N/A | #N/A | #N/A | #N/A | #N/A | [6 empty] | 0 | 0
[10 empty] | 0 | 0 | #N/A | #N/A | #N/A | #N/A | #N/A | #N/A | #N/A | #N/A | #N/A | [6 empty] | 0 | 0
[10 empty] | 0 | 0 | #N/A | #N/A | #N/A | #N/A | #N/A | #N/A | #N/A | #N/A | #N/A | [6 empty] | 0 | 0
[10 empty] | 0 | 0 | #N/A | #N/A | #N/A | #N/A | #N/A | #N/A | #N/A | #N/A | #N/A | [6 empty] | 0 | 0
[10 empty] | 0 | 0 | #N/A | #N/A | #N/A | #N/A | #N/A | #N/A | #N/A | #N/A | #N/A | [6 empty] | 0 | 0
[10 empty] | 0 | 0 | #N/A | #N/A | #N/A | #N/A | #N/A | #N/A | #N/A | #N/A | #N/A | [6 empty] | 0 | 0
[10 empty] | 0 | 0 | #N/A | #N/A | #N/A | #N/A | #N/A | #N/A | #N/A | #N/A | #N/A | [6 empty] | 0 | 0
[10 empty] | 0 | 0 | #N/A | #N/A | #N/A | #N/A | #N/A | #N/A | #N/A | #N/A | #N/A | [6 empty] | 0 | 0
[10 empty] | 0 | 0 | #N/A | #N/A | #N/A | #N/A | #N/A | #N/A | #N/A | #N/A | #N/A | [6 empty] | 0 | 0
[10 empty] | 0 | 0 | #N/A | #N/A | #N/A | #N/A | #N/A | #N/A | #N/A | #N/A | #N/A | [6 empty] | 0 | 0
[10 empty] | 0 | 0 | #N/A | #N/A | #N/A | #N/A | #N/A | #N/A | #N/A | #N/A | #N/A | [6 empty] | 0 | 0
[10 empty] | 0 | 0 | #N/A | #N/A | #N/A | #N/A | #N/A | #N/A | #N/A | #N/A | #N/A | [6 empty] | 0 | 0
[10 empty] | 0 | 0 | #N/A | #N/A | #N/A | #N/A | #N/A | #N/A | #N/A | #N/A | #N/A | [6 empty] | 0 | 0
[10 empty] | 0 | 0 | #N/A | #N/A | #N/A | #N/A | #N/A | #N/A | #N/A | #N/A | #N/A | [6 empty] | 0 | 0
[10 empty] | 0 | 0 | #N/A | #N/A | #N/A | #N/A | #N/A | #N/A | #N/A | #N/A | #N/A | [6 empty] | 0 | 0
[10 empty] | 0 | 0 | #N/A | #N/A | #N/A | #N/A | #N/A | #N/A | #N/A | #N/A | #N/A | [6 empty] | 0 | 0
[10 empty] | 0 | 0 | #N/A | #N/A | #N/A | #N/A | #N/A | #N/A | #N/A | #N/A | #N/A | [6 empty] | 0 | 0
[10 empty] | 0 | 0 | #N/A | #N/A | #N/A | #N/A | #N/A | #N/A | #N/A | #N/A | #N/A | [6 empty] | 0 | 0
[10 empty] | 0 | 0 | #N/A | #N/A | #N/A | #N/A | #N/A | #N/A | #N/A | #N/A | #N/A | [6 empty] | 0 | 0
[10 empty] | 0 | 0 | #N/A | #N/A | #N/A | #N/A | #N/A | #N/A | #N/A | #N/A | #N/A | [6 empty] | 0 | 0
[10 empty] | 0 | 0 | #N/A | #N/A | #N/A | #N/A | #N/A | #N/A | #N/A | #N/A | #N/A | [6 empty] | 0 | 0
[10 empty] | 0 | 0 | #N/A | #N/A | #N/A | #N/A | #N/A | #N/A | #N/A | #N/A | #N/A | [6 empty] | 0 | 0
[10 empty] | 0 | 0 | #N/A | #N/A | #N/A | #N/A | #N/A | #N/A | #N/A | #N/A | #N/A | [6 empty] | 0 | 0
[10 empty] | 0 | 0 | #N/A | #N/A | #N/A | #N/A | #N/A | #N/A | #N/A | #N/A | #N/A | [6 empty] | 0 | 0
[10 empty] | 0 | 0 | #N/A | #N/A | #N/A | #N/A | #N/A | #N/A | #N/A | #N/A | #N/A | [6 empty] | 0 | 0
[10 empty] | 0 | 0 | #N/A | #N/A | #N/A | #N/A | #N/A | #N/A | #N/A | #N/A | #N/A | [6 empty] | 0 | 0
[10 empty] | 0 | 0 | #N/A | #N/A | #N/A | #N/A | #N/A | #N/A | #N/A | #N/A | #N/A | [6 empty] | 0 | 0
[10 empty] | 0 | 0 | #N/A | #N/A | #N/A | #N/A | #N/A | #N/A | #N/A | #N/A | #N/A | [6 empty] | 0 | 0
[10 empty] | 0 | 0 | #N/A | #N/A | #N/A | #N/A | #N/A | #N/A | #N/A | #N/A | #N/A | [6 empty] | 0 | 0
[10 empty] | 0 | 0 | #N/A | #N/A | #N/A | #N/A | #N/A | #N/A | #N/A | #N/A | #N/A | [6 empty] | 0 | 0
[10 empty] | 0 | 0 | #N/A | #N/A | #N/A | #N/A | #N/A | #N/A | #N/A | #N/A | #N/A | [6 empty] | 0 | 0
[10 empty] | 0 | 0 | #N/A | #N/A | #N/A | #N/A | #N/A | #N/A | #N/A | #N/A | #N/A | [6 empty] | 0 | 0
[10 empty] | 0 | 0 | #N/A | #N/A | #N/A | #N/A | #N/A | #N/A | #N/A | #N/A | #N/A | [6 empty] | 0 | 0
[10 empty] | 0 | 0 | #N/A | #N/A | #N/A | #N/A | #N/A | #N/A | #N/A | #N/A | #N/A | [6 empty] | 0 | 0
[10 empty] | 0 | 0 | #N/A | #N/A | #N/A | #N/A | #N/A | #N/A | #N/A | #N/A | #N/A | [6 empty] | 0 | 0
[10 empty] | 0 | 0 | #N/A | #N/A | #N/A | #N/A | #N/A | #N/A | #N/A | #N/A | #N/A | [6 empty] | 0 | 0
[10 empty] | 0 | 0 | #N/A | #N/A | #N/A | #N/A | #N/A | #N/A | #N/A | #N/A | #N/A | [6 empty] | 0 | 0
[10 empty] | 0 | 0 | #N/A | #N/A | #N/A | #N/A | #N/A | #N/A | #N/A | #N/A | #N/A | [6 empty] | 0 | 0
[10 empty] | 0 | 0 | #N/A | #N/A | #N/A | #N/A | #N/A | #N/A | #N/A | #N/A | #N/A | [6 empty] | 0 | 0
[10 empty] | 0 | 0 | #N/A | #N/A | #N/A | #N/A | #N/A | #N/A | #N/A | #N/A | #N/A | [6 empty] | 0 | 0
[10 empty] | 0 | 0 | #N/A | #N/A | #N/A | #N/A | #N/A | #N/A | #N/A | #N/A | #N/A | [6 empty] | 0 | 0
[10 empty] | 0 | 0 | #N/A | #N/A | #N/A | #N/A | #N/A | #N/A | #N/A | #N/A | #N/A | [6 empty] | 0 | 0
[10 empty] | 0 | 0 | #N/A | #N/A | #N/A | #N/A | #N/A | #N/A | #N/A | #N/A | #N/A | [6 empty] | 0 | 0
[10 empty] | 0 | 0 | #N/A | #N/A | #N/A | #N/A | #N/A | #N/A | #N/A | #N/A | #N/A | [6 empty] | 0 | 0
[10 empty] | 0 | 0 | #N/A | #N/A | #N/A | #N/A | #N/A | #N/A | #N/A | #N/A | #N/A | [6 empty] | 0 | 0
[10 empty] | 0 | 0 | #N/A | #N/A | #N/A | #N/A | #N/A | #N/A | #N/A | #N/A | #N/A | [6 empty] | 0 | 0
[10 empty] | 0 | 0 | #N/A | #N/A | #N/A | #N/A | #N/A | #N/A | #N/A | #N/A | #N/A | [6 empty] | 0 | 0
[10 empty] | 0 | 0 | #N/A | #N/A | #N/A | #N/A | #N/A | #N/A | #N/A | #N/A | #N/A | [6 empty] | 0 | 0
[10 empty] | 0 | 0 | #N/A | #N/A | #N/A | #N/A | #N/A | #N/A | #N/A | #N/A | #N/A | [6 empty] | 0 | 0
[10 empty] | 0 | 0 | #N/A | #N/A | #N/A | #N/A | #N/A | #N/A | #N/A | #N/A | #N/A | [6 empty] | 0 | 0
[10 empty] | 0 | 0 | #N/A | #N/A | #N/A | #N/A | #N/A | #N/A | #N/A | #N/A | #N/A | [6 empty] | 0 | 0
[10 empty] | 0 | 0 | #N/A | #N/A | #N/A | #N/A | #N/A | #N/A | #N/A | #N/A | #N/A | [6 empty] | 0 | 0
[10 empty] | 0 | 0 | #N/A | #N/A | #N/A | #N/A | #N/A | #N/A | #N/A | #N/A | #N/A | [6 empty] | 0 | 0
[10 empty] | 0 | 0 | #N/A | #N/A | #N/A | #N/A | #N/A | #N/A | #N/A | #N/A | #N/A | [6 empty] | 0 | 0
[10 empty] | 0 | 0 | #N/A | #N/A | #N/A | #N/A | #N/A | #N/A | #N/A | #N/A | #N/A | [6 empty] | 0 | 0
[10 empty] | 0 | 0 | #N/A | #N/A | #N/A | #N/A | #N/A | #N/A | #N/A | #N/A | #N/A | [6 empty] | 0 | 0
[10 empty] | 0 | 0 | #N/A | #N/A | #N/A | #N/A | #N/A | #N/A | #N/A | #N/A | #N/A | [6 empty] | 0 | 0
[10 empty] | 0 | 0 | #N/A | #N/A | #N/A | #N/A | #N/A | #N/A | #N/A | #N/A | #N/A | [6 empty] | 0 | 0
[10 empty] | 0 | 0 | #N/A | #N/A | #N/A | #N/A | #N/A | #N/A | #N/A | #N/A | #N/A | [6 empty] | 0 | 0
[10 empty] | 0 | 0 | #N/A | #N/A | #N/A | #N/A | #N/A | #N/A | #N/A | #N/A | #N/A | [6 empty] | 0 | 0
[10 empty] | 0 | 0 | #N/A | #N/A | #N/A | #N/A | #N/A | #N/A | #N/A | #N/A | #N/A | [6 empty] | 0 | 0
[10 empty] | 0 | 0 | #N/A | #N/A | #N/A | #N/A | #N/A | #N/A | #N/A | #N/A | #N/A | [6 empty] | 0 | 0
[10 empty] | 0 | 0 | #N/A | #N/A | #N/A | #N/A | #N/A | #N/A | #N/A | #N/A | #N/A | [6 empty] | 0 | 0
[10 empty] | 0 | 0 | #N/A | #N/A | #N/A | #N/A | #N/A | #N/A | #N/A | #N/A | #N/A | [6 empty] | 0 | 0
[10 empty] | 0 | 0 | #N/A | #N/A | #N/A | #N/A | #N/A | #N/A | #N/A | #N/A | #N/A | [6 empty] | 0 | 0
[10 empty] | 0 | 0 | #N/A | #N/A | #N/A | #N/A | #N/A | #N/A | #N/A | #N/A | #N/A | [6 empty] | 0 | 0
[10 empty] | 0 | 0 | #N/A | #N/A | #N/A | #N/A | #N/A | #N/A | #N/A | #N/A | #N/A | [6 empty] | 0 | 0
[10 empty] | 0 | 0 | #N/A | #N/A | #N/A | #N/A | #N/A | #N/A | #N/A | #N/A | #N/A | [6 empty] | 0 | 0
[10 empty] | 0 | 0 | #N/A | #N/A | #N/A | #N/A | #N/A | #N/A | #N/A | #N/A | #N/A | [6 empty] | 0 | 0
[10 empty] | 0 | 0 | #N/A | #N/A | #N/A | #N/A | #N/A | #N/A | #N/A | #N/A | #N/A | [6 empty] | 0 | 0
[10 empty] | 0 | 0 | #N/A | #N/A | #N/A | #N/A | #N/A | #N/A | #N/A | #N/A | #N/A | [6 empty] | 0 | 0
[10 empty] | 0 | 0 | #N/A | #N/A | #N/A | #N/A | #N/A | #N/A | #N/A | #N/A | #N/A | [6 empty] | 0 | 0
[10 empty] | 0 | 0 | #N/A | #N/A | #N/A | #N/A | #N/A | #N/A | #N/A | #N/A | #N/A | [6 empty] | 0 | 0
[10 empty] | 0 | 0 | #N/A | #N/A | #N/A | #N/A | #N/A | #N/A | #N/A | #N/A | #N/A | [6 empty] | 0 | 0
[10 empty] | 0 | 0 | #N/A | #N/A | #N/A | #N/A | #N/A | #N/A | #N/A | #N/A | #N/A | [6 empty] | 0 | 0
[10 empty] | 0 | 0 | #N/A | #N/A | #N/A | #N/A | #N/A | #N/A | #N/A | #N/A | #N/A | [6 empty] | 0 | 0
[10 empty] | 0 | 0 | #N/A | #N/A | #N/A | #N/A | #N/A | #N/A | #N/A | #N/A | #N/A | [6 empty] | 0 | 0
[10 empty] | 0 | 0 | #N/A | #N/A | #N/A | #N/A | #N/A | #N/A | #N/A | #N/A | #N/A | [6 empty] | 0 | 0
[10 empty] | 0 | 0 | #N/A | #N/A | #N/A | #N/A | #N/A | #N/A | #N/A | #N/A | #N/A | [6 empty] | 0 | 0
[10 empty] | 0 | 0 | #N/A | #N/A | #N/A | #N/A | #N/A | #N/A | #N/A | #N/A | #N/A | [6 empty] | 0 | 0
[10 empty] | 0 | 0 | #N/A | #N/A | #N/A | #N/A | #N/A | #N/A | #N/A | #N/A | #N/A | [6 empty] | 0 | 0
[10 empty] | 0 | 0 | #N/A | #N/A | #N/A | #N/A | #N/A | #N/A | #N/A | #N/A | #N/A | [6 empty] | 0 | 0
[10 empty] | 0 | 0 | #N/A | #N/A | #N/A | #N/A | #N/A | #N/A | #N/A | #N/A | #N/A | [6 empty] | 0 | 0
[10 empty] | 0 | 0 | #N/A | #N/A | #N/A | #N/A | #N/A | #N/A | #N/A | #N/A | #N/A | [6 empty] | 0 | 0
[10 empty] | 0 | 0 | #N/A | #N/A | #N/A | #N/A | #N/A | #N/A | #N/A | #N/A | #N/A | [6 empty] | 0 | 0
[10 empty] | 0 | 0 | #N/A | #N/A | #N/A | #N/A | #N/A | #N/A | #N/A | #N/A | #N/A | [6 empty] | 0 | 0
[10 empty] | 0 | 0 | #N/A | #N/A | #N/A | #N/A | #N/A | #N/A | #N/A | #N/A | #N/A | [6 empty] | 0 | 0
[10 empty] | 0 | 0 | #N/A | #N/A | #N/A | #N/A | #N/A | #N/A | #N/A | #N/A | #N/A | [6 empty] | 0 | 0
[10 empty] | 0 | 0 | #N/A | #N/A | #N/A | #N/A | #N/A | #N/A | #N/A | #N/A | #N/A | [6 empty] | 0 | 0
[10 empty] | 0 | 0 | #N/A | #N/A | #N/A | #N/A | #N/A | #N/A | #N/A | #N/A | #N/A | [6 empty] | 0 | 0
[10 empty] | 0 | 0 | #N/A | #N/A | #N/A | #N/A | #N/A | #N/A | #N/A | #N/A | #N/A | [6 empty] | 0 | 0
[10 empty] | 0 | 0 | #N/A | #N/A | #N/A | #N/A | #N/A | #N/A | #N/A | #N/A | #N/A | [6 empty] | 0 | 0
[10 empty] | 0 | 0 | #N/A | #N/A | #N/A | #N/A | #N/A | #N/A | #N/A | #N/A | #N/A | [6 empty] | 0 | 0
[10 empty] | 0 | 0 | #N/A | #N/A | #N/A | #N/A | #N/A | #N/A | #N/A | #N/A | #N/A | [6 empty] | 0 | 0
[10 empty] | 0 | 0 | #N/A | #N/A | #N/A | #N/A | #N/A | #N/A | #N/A | #N/A | #N/A | [6 empty] | 0 | 0
[10 empty] | 0 | 0 | #N/A | #N/A | #N/A | #N/A | #N/A | #N/A | #N/A | #N/A | #N/A | [6 empty] | 0 | 0
[10 empty] | 0 | 0 | #N/A | #N/A | #N/A | #N/A | #N/A | #N/A | #N/A | #N/A | #N/A | [6 empty] | 0 | 0
[10 empty] | 0 | 0 | #N/A | #N/A | #N/A | #N/A | #N/A | #N/A | #N/A | #N/A | #N/A | [6 empty] | 0 | 0
[10 empty] | 0 | 0 | #N/A | #N/A | #N/A | #N/A | #N/A | #N/A | #N/A | #N/A | #N/A | [6 empty] | 0 | 0
[10 empty] | 0 | 0 | #N/A | #N/A | #N/A | #N/A | #N/A | #N/A | #N/A | #N/A | #N/A | [6 empty] | 0 | 0
[10 empty] | 0 | 0 | #N/A | #N/A | #N/A | #N/A | #N/A | #N/A | #N/A | #N/A | #N/A | [6 empty] | 0 | 0
[10 empty] | 0 | 0 | #N/A | #N/A | #N/A | #N/A | #N/A | #N/A | #N/A | #N/A | #N/A | [6 empty] | 0 | 0
[10 empty] | 0 | 0 | #N/A | #N/A | #N/A | #N/A | #N/A | #N/A | #N/A | #N/A | #N/A | [6 empty] | 0 | 0
[10 empty] | 0 | 0 | #N/A | #N/A | #N/A | #N/A | #N/A | #N/A | #N/A | #N/A | #N/A | [6 empty] | 0 | 0
[10 empty] | 0 | 0 | #N/A | #N/A | #N/A | #N/A | #N/A | #N/A | #N/A | #N/A | #N/A | [6 empty] | 0 | 0
[10 empty] | 0 | 0 | #N/A | #N/A | #N/A | #N/A | #N/A | #N/A | #N/A | #N/A | #N/A | [6 empty] | 0 | 0
[10 empty] | 0 | 0 | #N/A | #N/A | #N/A | #N/A | #N/A | #N/A | #N/A | #N/A | #N/A | [6 empty] | 0 | 0
[10 empty] | 0 | 0 | #N/A | #N/A | #N/A | #N/A | #N/A | #N/A | #N/A | #N/A | #N/A | [6 empty] | 0 | 0
[10 empty] | 0 | 0 | #N/A | #N/A | #N/A | #N/A | #N/A | #N/A | #N/A | #N/A | #N/A | [6 empty] | 0 | 0
[10 empty] | 0 | 0 | #N/A | #N/A | #N/A | #N/A | #N/A | #N/A | #N/A | #N/A | #N/A | [6 empty] | 0 | 0
[10 empty] | 0 | 0 | #N/A | #N/A | #N/A | #N/A | #N/A | #N/A | #N/A | #N/A | #N/A | [6 empty] | 0 | 0
[10 empty] | 0 | 0 | #N/A | #N/A | #N/A | #N/A | #N/A | #N/A | #N/A | #N/A | #N/A | [6 empty] | 0 | 0
[10 empty] | 0 | 0 | #N/A | #N/A | #N/A | #N/A | #N/A | #N/A | #N/A | #N/A | #N/A | [6 empty] | 0 | 0
[10 empty] | 0 | 0 | #N/A | #N/A | #N/A | #N/A | #N/A | #N/A | #N/A | #N/A | #N/A | [6 empty] | 0 | 0
[10 empty] | 0 | 0 | #N/A | #N/A | #N/A | #N/A | #N/A | #N/A | #N/A | #N/A | #N/A | [6 empty] | 0 | 0
[10 empty] | 0 | 0 | #N/A | #N/A | #N/A | #N/A | #N/A | #N/A | #N/A | #N/A | #N/A | [6 empty] | 0 | 0
[10 empty] | 0 | 0 | #N/A | #N/A | #N/A | #N/A | #N/A | #N/A | #N/A | #N/A | #N/A | [6 empty] | 0 | 0
[10 empty] | 0 | 0 | #N/A | #N/A | #N/A | #N/A | #N/A | #N/A | #N/A | #N/A | #N/A | [6 empty] | 0 | 0
[10 empty] | 0 | 0 | #N/A | #N/A | #N/A | #N/A | #N/A | #N/A | #N/A | #N/A | #N/A | [6 empty] | 0 | 0
[10 empty] | 0 | 0 | #N/A | #N/A | #N/A | #N/A | #N/A | #N/A | #N/A | #N/A | #N/A | [6 empty] | 0 | 0
[10 empty] | 0 | 0 | #N/A | #N/A | #N/A | #N/A | #N/A | #N/A | #N/A | #N/A | #N/A | [6 empty] | 0 | 0
[10 empty] | 0 | 0 | #N/A | #N/A | #N/A | #N/A | #N/A | #N/A | #N/A | #N/A | #N/A | [6 empty] | 0 | 0
[10 empty] | 0 | 0 | #N/A | #N/A | #N/A | #N/A | #N/A | #N/A | #N/A | #N/A | #N/A | [6 empty] | 0 | 0
[10 empty] | 0 | 0 | #N/A | #N/A | #N/A | #N/A | #N/A | #N/A | #N/A | #N/A | #N/A | [6 empty] | 0 | 0
[10 empty] | 0 | 0 | #N/A | #N/A | #N/A | #N/A | #N/A | #N/A | #N/A | #N/A | #N/A | [6 empty] | 0 | 0
[10 empty] | 0 | 0 | #N/A | #N/A | #N/A | #N/A | #N/A | #N/A | #N/A | #N/A | #N/A | [6 empty] | 0 | 0
[10 empty] | 0 | 0 | #N/A | #N/A | #N/A | #N/A | #N/A | #N/A | #N/A | #N/A | #N/A | [6 empty] | 0 | 0
[10 empty] | 0 | 0 | #N/A | #N/A | #N/A | #N/A | #N/A | #N/A | #N/A | #N/A | #N/A | [6 empty] | 0 | 0
[10 empty] | 0 | 0 | #N/A | #N/A | #N/A | #N/A | #N/A | #N/A | #N/A | #N/A | #N/A | [6 empty] | 0 | 0
[10 empty] | 0 | 0 | #N/A | #N/A | #N/A | #N/A | #N/A | #N/A | #N/A | #N/A | #N/A | [6 empty] | 0 | 0
[10 empty] | 0 | 0 | #N/A | #N/A | #N/A | #N/A | #N/A | #N/A | #N/A | #N/A | #N/A | [6 empty] | 0 | 0
[10 empty] | 0 | 0 | #N/A | #N/A | #N/A | #N/A | #N/A | #N/A | #N/A | #N/A | #N/A | [6 empty] | 0 | 0
[10 empty] | 0 | 0 | #N/A | #N/A | #N/A | #N/A | #N/A | #N/A | #N/A | #N/A | #N/A | [6 empty] | 0 | 0
[10 empty] | 0 | 0 | #N/A | #N/A | #N/A | #N/A | #N/A | #N/A | #N/A | #N/A | #N/A | [6 empty] | 0 | 0
[10 empty] | 0 | 0 | #N/A | #N/A | #N/A | #N/A | #N/A | #N/A | #N/A | #N/A | #N/A | [6 empty] | 0 | 0
[10 empty] | 0 | 0 | #N/A | #N/A | #N/A | #N/A | #N/A | #N/A | #N/A | #N/A | #N/A | [6 empty] | 0 | 0
[10 empty] | 0 | 0 | #N/A | #N/A | #N/A | #N/A | #N/A | #N/A | #N/A | #N/A | #N/A | [6 empty] | 0 | 0
[10 empty] | 0 | 0 | #N/A | #N/A | #N/A | #N/A | #N/A | #N/A | #N/A | #N/A | #N/A | [6 empty] | 0 | 0
[10 empty] | 0 | 0 | #N/A | #N/A | #N/A | #N/A | #N/A | #N/A | #N/A | #N/A | #N/A | [6 empty] | 0 | 0
[10 empty] | 0 | 0 | #N/A | #N/A | #N/A | #N/A | #N/A | #N/A | #N/A | #N/A | #N/A | [6 empty] | 0 | 0
[10 empty] | 0 | 0 | #N/A | #N/A | #N/A | #N/A | #N/A | #N/A | #N/A | #N/A | #N/A | [6 empty] | 0 | 0
[10 empty] | 0 | 0 | #N/A | #N/A | #N/A | #N/A | #N/A | #N/A | #N/A | #N/A | #N/A | [6 empty] | 0 | 0
[10 empty] | 0 | 0 | #N/A | #N/A | #N/A | #N/A | #N/A | #N/A | #N/A | #N/A | #N/A | [6 empty] | 0 | 0
[10 empty] | 0 | 0 | #N/A | #N/A | #N/A | #N/A | #N/A | #N/A | #N/A | #N/A | #N/A | [6 empty] | 0 | 0
[10 empty] | 0 | 0 | #N/A | #N/A | #N/A | #N/A | #N/A | #N/A | #N/A | #N/A | #N/A | [6 empty] | 0 | 0
[10 empty] | 0 | 0 | #N/A | #N/A | #N/A | #N/A | #N/A | #N/A | #N/A | #N/A | #N/A | [6 empty] | 0 | 0
[10 empty] | 0 | 0 | #N/A | #N/A | #N/A | #N/A | #N/A | #N/A | #N/A | #N/A | #N/A | [6 empty] | 0 | 0
[10 empty] | 0 | 0 | #N/A | #N/A | #N/A | #N/A | #N/A | #N/A | #N/A | #N/A | #N/A | [6 empty] | 0 | 0
[10 empty] | 0 | 0 | #N/A | #N/A | #N/A | #N/A | #N/A | #N/A | #N/A | #N/A | #N/A | [6 empty] | 0 | 0
[10 empty] | 0 | 0 | #N/A | #N/A | #N/A | #N/A | #N/A | #N/A | #N/A | #N/A | #N/A | [6 empty] | 0 | 0
[10 empty] | 0 | 0 | #N/A | #N/A | #N/A | #N/A | #N/A | #N/A | #N/A | #N/A | #N/A | [6 empty] | 0 | 0
[10 empty] | 0 | 0 | #N/A | #N/A | #N/A | #N/A | #N/A | #N/A | #N/A | #N/A | #N/A | [6 empty] | 0 | 0
[10 empty] | 0 | 0 | #N/A | #N/A | #N/A | #N/A | #N/A | #N/A | #N/A | #N/A | #N/A | [6 empty] | 0 | 0
[10 empty] | 0 | 0 | #N/A | #N/A | #N/A | #N/A | #N/A | #N/A | #N/A | #N/A | #N/A | [6 empty] | 0 | 0
[10 empty] | 0 | 0 | #N/A | #N/A | #N/A | #N/A | #N/A | #N/A | #N/A | #N/A | #N/A | [6 empty] | 0 | 0
[10 empty] | 0 | 0 | #N/A | #N/A | #N/A | #N/A | #N/A | #N/A | #N/A | #N/A | #N/A | [6 empty] | 0 | 0
[10 empty] | 0 | 0 | #N/A | #N/A | #N/A | #N/A | #N/A | #N/A | #N/A | #N/A | #N/A | [6 empty] | 0 | 0
[10 empty] | 0 | 0 | #N/A | #N/A | #N/A | #N/A | #N/A | #N/A | #N/A | #N/A | #N/A | [6 empty] | 0 | 0
[10 empty] | 0 | 0 | #N/A | #N/A | #N/A | #N/A | #N/A | #N/A | #N/A | #N/A | #N/A | [6 empty] | 0 | 0
[10 empty] | 0 | 0 | #N/A | #N/A | #N/A | #N/A | #N/A | #N/A | #N/A | #N/A | #N/A | [6 empty] | 0 | 0
[10 empty] | 0 | 0 | #N/A | #N/A | #N/A | #N/A | #N/A | #N/A | #N/A | #N/A | #N/A | [6 empty] | 0 | 0
[10 empty] | 0 | 0 | #N/A | #N/A | #N/A | #N/A | #N/A | #N/A | #N/A | #N/A | #N/A | [6 empty] | 0 | 0
[10 empty] | 0 | 0 | #N/A | #N/A | #N/A | #N/A | #N/A | #N/A | #N/A | #N/A | #N/A | [6 empty] | 0 | 0
[10 empty] | 0 | 0 | #N/A | #N/A | #N/A | #N/A | #N/A | #N/A | #N/A | #N/A | #N/A | [6 empty] | 0 | 0
[10 empty] | 0 | 0 | #N/A | #N/A | #N/A | #N/A | #N/A | #N/A | #N/A | #N/A | #N/A | [6 empty] | 0 | 0
[10 empty] | 0 | 0 | #N/A | #N/A | #N/A | #N/A | #N/A | #N/A | #N/A | #N/A | #N/A | [6 empty] | 0 | 0
[10 empty] | 0 | 0 | #N/A | #N/A | #N/A | #N/A | #N/A | #N/A | #N/A | #N/A | #N/A | [6 empty] | 0 | 0
[10 empty] | 0 | 0 | #N/A | #N/A | #N/A | #N/A | #N/A | #N/A | #N/A | #N/A | #N/A | [6 empty] | 0 | 0
[10 empty] | 0 | 0 | #N/A | #N/A | #N/A | #N/A | #N/A | #N/A | #N/A | #N/A | #N/A | [6 empty] | 0 | 0
[10 empty] | 0 | 0 | #N/A | #N/A | #N/A | #N/A | #N/A | #N/A | #N/A | #N/A | #N/A | [6 empty] | 0 | 0
[10 empty] | 0 | 0 | #N/A | #N/A | #N/A | #N/A | #N/A | #N/A | #N/A | #N/A | #N/A | [6 empty] | 0 | 0
[10 empty] | 0 | 0 | #N/A | #N/A | #N/A | #N/A | #N/A | #N/A | #N/A | #N/A | #N/A | [6 empty] | 0 | 0
[10 empty] | 0 | 0 | #N/A | #N/A | #N/A | #N/A | #N/A | #N/A | #N/A | #N/A | #N/A | [6 empty] | 0 | 0
[10 empty] | 0 | 0 | #N/A | #N/A | #N/A | #N/A | #N/A | #N/A | #N/A | #N/A | #N/A | [6 empty] | 0 | 0
[10 empty] | 0 | 0 | #N/A | #N/A | #N/A | #N/A | #N/A | #N/A | #N/A | #N/A | #N/A | [6 empty] | 0 | 0
[10 empty] | 0 | 0 | #N/A | #N/A | #N/A | #N/A | #N/A | #N/A | #N/A | #N/A | #N/A | [6 empty] | 0 | 0
[10 empty] | 0 | 0 | #N/A | #N/A | #N/A | #N/A | #N/A | #N/A | #N/A | #N/A | #N/A | [6 empty] | 0 | 0
[10 empty] | 0 | 0 | #N/A | #N/A | #N/A | #N/A | #N/A | #N/A | #N/A | #N/A | #N/A | [6 empty] | 0 | 0
[10 empty] | 0 | 0 | #N/A | #N/A | #N/A | #N/A | #N/A | #N/A | #N/A | #N/A | #N/A | [6 empty] | 0 | 0
[10 empty] | 0 | 0 | #N/A | #N/A | #N/A | #N/A | #N/A | #N/A | #N/A | #N/A | #N/A | [6 empty] | 0 | 0
[10 empty] | 0 | 0 | #N/A | #N/A | #N/A | #N/A | #N/A | #N/A | #N/A | #N/A | #N/A | [6 empty] | 0 | 0
[10 empty] | 0 | 0 | #N/A | #N/A | #N/A | #N/A | #N/A | #N/A | #N/A | #N/A | #N/A | [6 empty] | 0 | 0
[10 empty] | 0 | 0 | #N/A | #N/A | #N/A | #N/A | #N/A | #N/A | #N/A | #N/A | #N/A | [6 empty] | 0 | 0
[10 empty] | 0 | 0 | #N/A | #N/A | #N/A | #N/A | #N/A | #N/A | #N/A | #N/A | #N/A | [6 empty] | 0 | 0
[10 empty] | 0 | 0 | #N/A | #N/A | #N/A | #N/A | #N/A | #N/A | #N/A | #N/A | #N/A | [6 empty] | 0 | 0
[10 empty] | 0 | 0 | #N/A | #N/A | #N/A | #N/A | #N/A | #N/A | #N/A | #N/A | #N/A | [6 empty] | 0 | 0
[10 empty] | 0 | 0 | #N/A | #N/A | #N/A | #N/A | #N/A | #N/A | #N/A | #N/A | #N/A | [6 empty] | 0 | 0
[10 empty] | 0 | 0 | #N/A | #N/A | #N/A | #N/A | #N/A | #N/A | #N/A | #N/A | #N/A | [6 empty] | 0 | 0
[10 empty] | 0 | 0 | #N/A | #N/A | #N/A | #N/A | #N/A | #N/A | #N/A | #N/A | #N/A | [6 empty] | 0 | 0
[10 empty] | 0 | 0 | #N/A | #N/A | #N/A | #N/A | #N/A | #N/A | #N/A | #N/A | #N/A | [6 empty] | 0 | 0
[10 empty] | 0 | 0 | #N/A | #N/A | #N/A | #N/A | #N/A | #N/A | #N/A | #N/A | #N/A | [6 empty] | 0 | 0
[10 empty] | 0 | 0 | #N/A | #N/A | #N/A | #N/A | #N/A | #N/A | #N/A | #N/A | #N/A | [6 empty] | 0 | 0
[10 empty] | 0 | 0 | #N/A | #N/A | #N/A | #N/A | #N/A | #N/A | #N/A | #N/A | #N/A | [6 empty] | 0 | 0
[10 empty] | 0 | 0 | #N/A | #N/A | #N/A | #N/A | #N/A | #N/A | #N/A | #N/A | #N/A | [6 empty] | 0 | 0
[10 empty] | 0 | 0 | #N/A | #N/A | #N/A | #N/A | #N/A | #N/A | #N/A | #N/A | #N/A | [6 empty] | 0 | 0
[10 empty] | 0 | 0 | #N/A | #N/A | #N/A | #N/A | #N/A | #N/A | #N/A | #N/A | #N/A | [6 empty] | 0 | 0
[10 empty] | 0 | 0 | #N/A | #N/A | #N/A | #N/A | #N/A | #N/A | #N/A | #N/A | #N/A | [6 empty] | 0 | 0
[10 empty] | 0 | 0 | #N/A | #N/A | #N/A | #N/A | #N/A | #N/A | #N/A | #N/A | #N/A | [6 empty] | 0 | 0
[10 empty] | 0 | 0 | #N/A | #N/A | #N/A | #N/A | #N/A | #N/A | #N/A | #N/A | #N/A | [6 empty] | 0 | 0
[10 empty] | 0 | 0 | #N/A | #N/A | #N/A | #N/A | #N/A | #N/A | #N/A | #N/A | #N/A | [6 empty] | 0 | 0
[10 empty] | 0 | 0 | #N/A | #N/A | #N/A | #N/A | #N/A | #N/A | #N/A | #N/A | #N/A | [6 empty] | 0 | 0
[10 empty] | 0 | 0 | #N/A | #N/A | #N/A | #N/A | #N/A | #N/A | #N/A | #N/A | #N/A | [6 empty] | 0 | 0
[10 empty] | 0 | 0 | #N/A | #N/A | #N/A | #N/A | #N/A | #N/A | #N/A | #N/A | #N/A | [6 empty] | 0 | 0
[10 empty] | 0 | 0 | #N/A | #N/A | #N/A | #N/A | #N/A | #N/A | #N/A | #N/A | #N/A | [6 empty] | 0 | 0
[10 empty] | 0 | 0 | #N/A | #N/A | #N/A | #N/A | #N/A | #N/A | #N/A | #N/A | #N/A | [6 empty] | 0 | 0
[10 empty] | 0 | 0 | #N/A | #N/A | #N/A | #N/A | #N/A | #N/A | #N/A | #N/A | #N/A | [6 empty] | 0 | 0
[10 empty] | 0 | 0 | #N/A | #N/A | #N/A | #N/A | #N/A | #N/A | #N/A | #N/A | #N/A | [6 empty] | 0 | 0
[10 empty] | 0 | 0 | #N/A | #N/A | #N/A | #N/A | #N/A | #N/A | #N/A | #N/A | #N/A | [6 empty] | 0 | 0
[10 empty] | 0 | 0 | #N/A | #N/A | #N/A | #N/A | #N/A | #N/A | #N/A | #N/A | #N/A | [6 empty] | 0 | 0
[10 empty] | 0 | 0 | #N/A | #N/A | #N/A | #N/A | #N/A | #N/A | #N/A | #N/A | #N/A | [6 empty] | 0 | 0
[10 empty] | 0 | 0 | #N/A | #N/A | #N/A | #N/A | #N/A | #N/A | #N/A | #N/A | #N/A | [6 empty] | 0 | 0
[10 empty] | 0 | 0 | #N/A | #N/A | #N/A | #N/A | #N/A | #N/A | #N/A | #N/A | #N/A | [6 empty] | 0 | 0
[10 empty] | 0 | 0 | #N/A | #N/A | #N/A | #N/A | #N/A | #N/A | #N/A | #N/A | #N/A | [6 empty] | 0 | 0
[10 empty] | 0 | 0 | #N/A | #N/A | #N/A | #N/A | #N/A | #N/A | #N/A | #N/A | #N/A | [6 empty] | 0 | 0
[10 empty] | 0 | 0 | #N/A | #N/A | #N/A | #N/A | #N/A | #N/A | #N/A | #N/A | #N/A | [6 empty] | 0 | 0
[10 empty] | 0 | 0 | #N/A | #N/A | #N/A | #N/A | #N/A | #N/A | #N/A | #N/A | #N/A | [6 empty] | 0 | 0
[10 empty] | 0 | 0 | #N/A | #N/A | #N/A | #N/A | #N/A | #N/A | #N/A | #N/A | #N/A | [6 empty] | 0 | 0
[10 empty] | 0 | 0 | #N/A | #N/A | #N/A | #N/A | #N/A | #N/A | #N/A | #N/A | #N/A | [6 empty] | 0 | 0
[10 empty] | 0 | 0 | #N/A | #N/A | #N/A | #N/A | #N/A | #N/A | #N/A | #N/A | #N/A | [6 empty] | 0 | 0
[10 empty] | 0 | 0 | #N/A | #N/A | #N/A | #N/A | #N/A | #N/A | #N/A | #N/A | #N/A | [6 empty] | 0 | 0
[10 empty] | 0 | 0 | #N/A | #N/A | #N/A | #N/A | #N/A | #N/A | #N/A | #N/A | #N/A | [6 empty] | 0 | 0
[10 empty] | 0 | 0 | #N/A | #N/A | #N/A | #N/A | #N/A | #N/A | #N/A | #N/A | #N/A | [6 empty] | 0 | 0
[10 empty] | 0 | 0 | #N/A | #N/A | #N/A | #N/A | #N/A | #N/A | #N/A | #N/A | #N/A | [6 empty] | 0 | 0
[10 empty] | 0 | 0 | #N/A | #N/A | #N/A | #N/A | #N/A | #N/A | #N/A | #N/A | #N/A | [6 empty] | 0 | 0
[10 empty] | 0 | 0 | #N/A | #N/A | #N/A | #N/A | #N/A | #N/A | #N/A | #N/A | #N/A | [6 empty] | 0 | 0
[10 empty] | 0 | 0 | #N/A | #N/A | #N/A | #N/A | #N/A | #N/A | #N/A | #N/A | #N/A | [6 empty] | 0 | 0
[10 empty] | 0 | 0 | #N/A | #N/A | #N/A | #N/A | #N/A | #N/A | #N/A | #N/A | #N/A | [6 empty] | 0 | 0
[10 empty] | 0 | 0 | #N/A | #N/A | #N/A | #N/A | #N/A | #N/A | #N/A | #N/A | #N/A | [6 empty] | 0 | 0
[10 empty] | 0 | 0 | #N/A | #N/A | #N/A | #N/A | #N/A | #N/A | #N/A | #N/A | #N/A | [6 empty] | 0 | 0
[10 empty] | 0 | 0 | #N/A | #N/A | #N/A | #N/A | #N/A | #N/A | #N/A | #N/A | #N/A | [6 empty] | 0 | 0
[10 empty] | 0 | 0 | #N/A | #N/A | #N/A | #N/A | #N/A | #N/A | #N/A | #N/A | #N/A | [6 empty] | 0 | 0
[10 empty] | 0 | 0 | #N/A | #N/A | #N/A | #N/A | #N/A | #N/A | #N/A | #N/A | #N/A | [6 empty] | 0 | 0
[10 empty] | 0 | 0 | #N/A | #N/A | #N/A | #N/A | #N/A | #N/A | #N/A | #N/A | #N/A | [6 empty] | 0 | 0
[10 empty] | 0 | 0 | #N/A | #N/A | #N/A | #N/A | #N/A | #N/A | #N/A | #N/A | #N/A | [6 empty] | 0 | 0
[10 empty] | 0 | 0 | #N/A | #N/A | #N/A | #N/A | #N/A | #N/A | #N/A | #N/A | #N/A | [6 empty] | 0 | 0
[10 empty] | 0 | 0 | #N/A | #N/A | #N/A | #N/A | #N/A | #N/A | #N/A | #N/A | #N/A | [6 empty] | 0 | 0
[10 empty] | 0 | 0 | #N/A | #N/A | #N/A | #N/A | #N/A | #N/A | #N/A | #N/A | #N/A | [6 empty] | 0 | 0
[10 empty] | 0 | 0 | #N/A | #N/A | #N/A | #N/A | #N/A | #N/A | #N/A | #N/A | #N/A | [6 empty] | 0 | 0
[10 empty] | 0 | 0 | #N/A | #N/A | #N/A | #N/A | #N/A | #N/A | #N/A | #N/A | #N/A | [6 empty] | 0 | 0
[10 empty] | 0 | 0 | #N/A | #N/A | #N/A | #N/A | #N/A | #N/A | #N/A | #N/A | #N/A | [6 empty] | 0 | 0
[10 empty] | 0 | 0 | #N/A | #N/A | #N/A | #N/A | #N/A | #N/A | #N/A | #N/A | #N/A | [6 empty] | 0 | 0
[10 empty] | 0 | 0 | #N/A | #N/A | #N/A | #N/A | #N/A | #N/A | #N/A | #N/A | #N/A | [6 empty] | 0 | 0
[10 empty] | 0 | 0 | #N/A | #N/A | #N/A | #N/A | #N/A | #N/A | #N/A | #N/A | #N/A | [6 empty] | 0 | 0
[10 empty] | 0 | 0 | #N/A | #N/A | #N/A | #N/A | #N/A | #N/A | #N/A | #N/A | #N/A | [6 empty] | 0 | 0
[10 empty] | 0 | 0 | #N/A | #N/A | #N/A | #N/A | #N/A | #N/A | #N/A | #N/A | #N/A | [6 empty] | 0 | 0
[10 empty] | 0 | 0 | #N/A | #N/A | #N/A | #N/A | #N/A | #N/A | #N/A | #N/A | #N/A | [6 empty] | 0 | 0
[10 empty] | 0 | 0 | #N/A | #N/A | #N/A | #N/A | #N/A | #N/A | #N/A | #N/A | #N/A | [6 empty] | 0 | 0
[10 empty] | 0 | 0 | #N/A | #N/A | #N/A | #N/A | #N/A | #N/A | #N/A | #N/A | #N/A | [6 empty] | 0 | 0
[10 empty] | 0 | 0 | #N/A | #N/A | #N/A | #N/A | #N/A | #N/A | #N/A | #N/A | #N/A | [6 empty] | 0 | 0
[10 empty] | 0 | 0 | #N/A | #N/A | #N/A | #N/A | #N/A | #N/A | #N/A | #N/A | #N/A | [6 empty] | 0 | 0
[10 empty] | 0 | 0 | #N/A | #N/A | #N/A | #N/A | #N/A | #N/A | #N/A | #N/A | #N/A | [6 empty] | 0 | 0
[10 empty] | 0 | 0 | #N/A | #N/A | #N/A | #N/A | #N/A | #N/A | #N/A | #N/A | #N/A | [6 empty] | 0 | 0
[10 empty] | 0 | 0 | #N/A | #N/A | #N/A | #N/A | #N/A | #N/A | #N/A | #N/A | #N/A | [6 empty] | 0 | 0
[10 empty] | 0 | 0 | #N/A | #N/A | #N/A | #N/A | #N/A | #N/A | #N/A | #N/A | #N/A | [6 empty] | 0 | 0
[10 empty] | 0 | 0 | #N/A | #N/A | #N/A | #N/A | #N/A | #N/A | #N/A | #N/A | #N/A | [6 empty] | 0 | 0
[10 empty] | 0 | 0 | #N/A | #N/A | #N/A | #N/A | #N/A | #N/A | #N/A | #N/A | #N/A | [6 empty] | 0 | 0
[10 empty] | 0 | 0 | #N/A | #N/A | #N/A | #N/A | #N/A | #N/A | #N/A | #N/A | #N/A | [6 empty] | 0 | 0
[10 empty] | 0 | 0 | #N/A | #N/A | #N/A | #N/A | #N/A | #N/A | #N/A | #N/A | #N/A | [6 empty] | 0 | 0
[10 empty] | 0 | 0 | #N/A | #N/A | #N/A | #N/A | #N/A | #N/A | #N/A | #N/A | #N/A | [6 empty] | 0 | 0
[10 empty] | 0 | 0 | #N/A | #N/A | #N/A | #N/A | #N/A | #N/A | #N/A | #N/A | #N/A | [6 empty] | 0 | 0
[10 empty] | 0 | 0 | #N/A | #N/A | #N/A | #N/A | #N/A | #N/A | #N/A | #N/A | #N/A | [6 empty] | 0 | 0
[10 empty] | 0 | 0 | #N/A | #N/A | #N/A | #N/A | #N/A | #N/A | #N/A | #N/A | #N/A | [6 empty] | 0 | 0
[10 empty] | 0 | 0 | #N/A | #N/A | #N/A | #N/A | #N/A | #N/A | #N/A | #N/A | 0 | [6 empty] | 0 | 0
[10 empty] | 0 | 0 | #N/A | #N/A | #N/A | #N/A | #N/A | #N/A | #N/A | 0 | 0 | [6 empty] | 0 | 0
[10 empty] | 0 | 0 | #N/A | #N/A | #N/A | #N/A | #N/A | #N/A | 0 | 0 | 0 | [6 empty] | 0 | 0
[10 empty] | 0 | 0 | #N/A | #N/A | #N/A | #N/A | #N/A | 0 | 0 | 0 | 0 | [6 empty] | 0 | 0
[10 empty] | 0 | 0 | #N/A | #N/A | #N/A | #N/A | 0 | 0 | 0 | 0 | 0 | [6 empty] | 0 | 0
[10 empty] | 0 | 0 | #N/A | #N/A | #N/A | 0 | 0 | 0 | 0 | 0 | 0 | [6 empty] | 0 | 0
[10 empty] | 0 | 0 | #N/A | #N/A | 0 | 0 | 0 | 0 | 0 | 0 | 0 | [6 empty] | 0 | 0
[10 empty] | 0 | 0 | #N/A | 0 | 0 | 0 | 0 | 0 | 0 | 0 | 0 | [6 empty] | 0 | 0

## Celsius Rating Tool - Weather
|  | Celsius BAU tool: Celsius Rating | [9 empty] | The following info below will be hidden from the final tool
This model calculates a more informed rating, here called a 'Celsius Rating', from user input data, including monitored data from site, and site information. This model requires measured surface temperature, ambient temperature and load data (three phase current and voltage) as input variables, as well as weather data (temperature and wind speed). These measurements should be half hourly measurements entered into the green table below. The additional substation information should be selected from the drop-down menus provided. Where options are not available in the drop-down lists, results cannot be provided as there is not sufficient trial data. The output is provided in the orange table below. This includes a Celsius Rating and a capacity release, both provided in kVA. Where a reliable result cannot be calculated, this is indicated and no result will be given. The likely reasons include insufficient data or data of not a high enough quality.
Input site information |  |  |  |  | Results |  | WARNING: Trial results for Fenced Enclosure, GRP and Metal Kiosk sites are less conclusive than for other site types. It is recommended that further work is carried out in these areas. | [12 empty] | Celsius Capacity Release (kVA) at 1.5 pu | Celsius Capacity Release (kVA) | Celsius Rating (kVA) | Celsius Rating (PU) |  |  | HS = A1 * S2 + B1 * Ambient + C1 * Weather + D1 * Wind + E1
Transformer Specification | Building Type | Nominal Rating kVA | Note: final version of the tool may allow input of additional information to further tailor the response. Note: final version of the tool may allow calculation of Celsius rating based on more or less data than the 2 weeks. |  | Celsius Rating (kVA) | PLEASE ENTER SITE DATA | [13 empty] | 0 | #VALUE! | #VALUE! | #VALUE!
[5 empty] | Capacity Release (kVA) | 0 | [16 empty] | Celsius Rating (kVA) at 1.5 pu | Max Hotspot | Max Ambient | Max Weather | Min Wind
[23 empty] | 0 | 98 | #N/A | 32 | 0 | [8 empty] | No Time shift HS
Input measurement data - Two weeks of half hourly data. Paste as values to keep formatting. | [23 empty] | Hotspot shifted with load | [11 empty] | D1 | C1 | B1 | A1 | E1
Measurement Time | Surface Temp | Ambient Temp | RMS Voltage Phase 1 | RMS Voltage Phase 2 | RMS Voltage Phase 3 | RMS Current Phase 1 | RMS Current Phase 2 | RMS Current Phase 3 | Weather Temperature | Wind Speed | Utilisation | Apparent Power (kVA) | Apparent Power Squared (kVA) | Hotspot Temperature | Hotspot Shifted back - 30 min | Hotspot Shifted back - 1 hour | Hotspot Shifted back - 1 hour 30 min | Hotspot Shifted back - 2 hour | Hotspot Shifted back - 2 hour 30 min | Hotspot Shifted back - 3 hour | Hotspot Shifted back - 3 hour 30 min | Hotspot Shifted back - 4 hour |  | Time Shift | Correlation Coefficient R2 | A1 | B1 | C1 | D1 | E1 | Load | Ambient | Weather | Wind |  | Wind | Weather | Ambient | Load | Constant
[12 empty] | 0 | 0 | #N/A | #N/A | #N/A | #N/A | #N/A | #N/A | #N/A | #N/A | #N/A |  | 0 | #VALUE! | #VALUE! | #VALUE! | #VALUE! | #VALUE! | #VALUE! | 0 | 0 | 0 | 0 |  | #VALUE! | #VALUE! | #VALUE! | #VALUE! | #VALUE!
[12 empty] | 0 | 0 | #N/A | #N/A | #N/A | #N/A | #N/A | #N/A | #N/A | #N/A | #N/A |  | 0.5 | #VALUE! | #VALUE! | #VALUE! | #VALUE! | #VALUE! | #VALUE! | 0 | 0 | 0 | 0 |  | #VALUE! | #VALUE! | #VALUE! | #VALUE! | #VALUE!
[12 empty] | 0 | 0 | #N/A | #N/A | #N/A | #N/A | #N/A | #N/A | #N/A | #N/A | #N/A |  | 1 | #VALUE! | #VALUE! | #VALUE! | #VALUE! | #VALUE! | #VALUE! | 0 | 0 | 0 | 0 | R2 | #VALUE! | #VALUE! | #VALUE! | #VALUE! | #VALUE!
[12 empty] | 0 | 0 | #N/A | #N/A | #N/A | #N/A | #N/A | #N/A | #N/A | #N/A | #N/A |  | 1.5 | #VALUE! | #VALUE! | #VALUE! | #VALUE! | #VALUE! | #VALUE! | 0 | 0 | 0 | 0 |  | #VALUE! | #VALUE! | #VALUE! | #VALUE! | #VALUE!
[12 empty] | 0 | 0 | #N/A | #N/A | #N/A | #N/A | #N/A | #N/A | #N/A | #N/A | #N/A |  | 2 | #VALUE! | #VALUE! | #VALUE! | #VALUE! | #VALUE! | #VALUE! | 0 | 0 | 0 | 0 |  | #VALUE! | #VALUE! | #VALUE! | #VALUE! | #VALUE!
[12 empty] | 0 | 0 | #N/A | #N/A | #N/A | #N/A | #N/A | #N/A | #N/A | #N/A | #N/A |  | 2.5 | #VALUE! | #VALUE! | #VALUE! | #VALUE! | #VALUE! | #VALUE! | 0 | 0 | 0 | 0 |  | #VALUE! | #VALUE! | #VALUE! | #VALUE! | #VALUE!
[12 empty] | 0 | 0 | #N/A | #N/A | #N/A | #N/A | #N/A | #N/A | #N/A | #N/A | #N/A |  | 3 | #VALUE! | #VALUE! | #VALUE! | #VALUE! | #VALUE! | #VALUE! | 0 | 0 | 0 | 0 |  | 30 min time shift
[12 empty] | 0 | 0 | #N/A | #N/A | #N/A | #N/A | #N/A | #N/A | #N/A | #N/A | #N/A |  | 3.5 | #VALUE! | #VALUE! | #VALUE! | #VALUE! | #VALUE! | #VALUE! | 0 | 0 | 0 | 0 |  | D1 | C1 | B1 | A1 | E1
[12 empty] | 0 | 0 | #N/A | #N/A | #N/A | #N/A | #N/A | #N/A | #N/A | #N/A | #N/A |  | 4 | #VALUE! | #VALUE! | #VALUE! | #VALUE! | #VALUE! | #VALUE! | 0 | 0 | 0 | 0 |  | Wind | Weather | Ambient | Load | Constant
[12 empty] | 0 | 0 | #N/A | #N/A | #N/A | #N/A | #N/A | #N/A | #N/A | #N/A | #N/A | [8 empty] | 0 | 0 | 0 | 0 |  | #VALUE! | #VALUE! | #VALUE! | #VALUE! | #VALUE!
[12 empty] | 0 | 0 | #N/A | #N/A | #N/A | #N/A | #N/A | #N/A | #N/A | #N/A | #N/A |  |  | Max R2 | [5 empty] | 0 | 0 | 0 | 0 |  | #VALUE! | #VALUE! | #VALUE! | #VALUE! | #VALUE!
[12 empty] | 0 | 0 | #N/A | #N/A | #N/A | #N/A | #N/A | #N/A | #N/A | #N/A | #N/A |  |  | #VALUE! | [5 empty] | 0 | 0 | 0 | 0 | R2 | #VALUE! | #VALUE! | #VALUE! | #VALUE! | #VALUE!
[12 empty] | 0 | 0 | #N/A | #N/A | #N/A | #N/A | #N/A | #N/A | #N/A | #N/A | #N/A | [8 empty] | 0 | 0 | 0 | 0 |  | #VALUE! | #VALUE! | #VALUE! | #VALUE! | #VALUE!
[12 empty] | 0 | 0 | #N/A | #N/A | #N/A | #N/A | #N/A | #N/A | #N/A | #N/A | #N/A | [8 empty] | 0 | 0 | 0 | 0 |  | #VALUE! | #VALUE! | #VALUE! | #VALUE! | #VALUE!
[12 empty] | 0 | 0 | #N/A | #N/A | #N/A | #N/A | #N/A | #N/A | #N/A | #N/A | #N/A | [8 empty] | 0 | 0 | 0 | 0 |  | #VALUE! | #VALUE! | #VALUE! | #VALUE! | #VALUE!
[12 empty] | 0 | 0 | #N/A | #N/A | #N/A | #N/A | #N/A | #N/A | #N/A | #N/A | #N/A | [8 empty] | 0 | 0 | 0 | 0 |  | 1 hour time shift
[12 empty] | 0 | 0 | #N/A | #N/A | #N/A | #N/A | #N/A | #N/A | #N/A | #N/A | #N/A | [8 empty] | 0 | 0 | 0 | 0 |  | D1 | C1 | B1 | A1 | E1
[12 empty] | 0 | 0 | #N/A | #N/A | #N/A | #N/A | #N/A | #N/A | #N/A | #N/A | #N/A | [8 empty] | 0 | 0 | 0 | 0 |  | Wind | Weather | Ambient | Load | Constant
[12 empty] | 0 | 0 | #N/A | #N/A | #N/A | #N/A | #N/A | #N/A | #N/A | #N/A | #N/A | [8 empty] | 0 | 0 | 0 | 0 |  | #VALUE! | #VALUE! | #VALUE! | #VALUE! | #VALUE!
[12 empty] | 0 | 0 | #N/A | #N/A | #N/A | #N/A | #N/A | #N/A | #N/A | #N/A | #N/A | [8 empty] | 0 | 0 | 0 | 0 |  | #VALUE! | #VALUE! | #VALUE! | #VALUE! | #VALUE!
[12 empty] | 0 | 0 | #N/A | #N/A | #N/A | #N/A | #N/A | #N/A | #N/A | #N/A | #N/A | [8 empty] | 0 | 0 | 0 | 0 | R2 | #VALUE! | #VALUE! | #VALUE! | #VALUE! | #VALUE!
[12 empty] | 0 | 0 | #N/A | #N/A | #N/A | #N/A | #N/A | #N/A | #N/A | #N/A | #N/A | [8 empty] | 0 | 0 | 0 | 0 |  | #VALUE! | #VALUE! | #VALUE! | #VALUE! | #VALUE!
[12 empty] | 0 | 0 | #N/A | #N/A | #N/A | #N/A | #N/A | #N/A | #N/A | #N/A | #N/A | [8 empty] | 0 | 0 | 0 | 0 |  | #VALUE! | #VALUE! | #VALUE! | #VALUE! | #VALUE!
[12 empty] | 0 | 0 | #N/A | #N/A | #N/A | #N/A | #N/A | #N/A | #N/A | #N/A | #N/A | [8 empty] | 0 | 0 | 0 | 0 |  | #VALUE! | #VALUE! | #VALUE! | #VALUE! | #VALUE!
[12 empty] | 0 | 0 | #N/A | #N/A | #N/A | #N/A | #N/A | #N/A | #N/A | #N/A | #N/A | [8 empty] | 0 | 0 | 0 | 0 |  | 1.5 hour time shift
[12 empty] | 0 | 0 | #N/A | #N/A | #N/A | #N/A | #N/A | #N/A | #N/A | #N/A | #N/A | [8 empty] | 0 | 0 | 0 | 0 |  | D1 | C1 | B1 | A1 | E1
[12 empty] | 0 | 0 | #N/A | #N/A | #N/A | #N/A | #N/A | #N/A | #N/A | #N/A | #N/A | [8 empty] | 0 | 0 | 0 | 0 |  | Wind | Weather | Ambient | Load | Constant
[12 empty] | 0 | 0 | #N/A | #N/A | #N/A | #N/A | #N/A | #N/A | #N/A | #N/A | #N/A | [8 empty] | 0 | 0 | 0 | 0 |  | #VALUE! | #VALUE! | #VALUE! | #VALUE! | #VALUE!
[12 empty] | 0 | 0 | #N/A | #N/A | #N/A | #N/A | #N/A | #N/A | #N/A | #N/A | #N/A | [8 empty] | 0 | 0 | 0 | 0 |  | #VALUE! | #VALUE! | #VALUE! | #VALUE! | #VALUE!
[12 empty] | 0 | 0 | #N/A | #N/A | #N/A | #N/A | #N/A | #N/A | #N/A | #N/A | #N/A | [8 empty] | 0 | 0 | 0 | 0 | R2 | #VALUE! | #VALUE! | #VALUE! | #VALUE! | #VALUE!
[12 empty] | 0 | 0 | #N/A | #N/A | #N/A | #N/A | #N/A | #N/A | #N/A | #N/A | #N/A | [8 empty] | 0 | 0 | 0 | 0 |  | #VALUE! | #VALUE! | #VALUE! | #VALUE! | #VALUE!
[12 empty] | 0 | 0 | #N/A | #N/A | #N/A | #N/A | #N/A | #N/A | #N/A | #N/A | #N/A | [8 empty] | 0 | 0 | 0 | 0 |  | #VALUE! | #VALUE! | #VALUE! | #VALUE! | #VALUE!
[12 empty] | 0 | 0 | #N/A | #N/A | #N/A | #N/A | #N/A | #N/A | #N/A | #N/A | #N/A | [8 empty] | 0 | 0 | 0 | 0 |  | #VALUE! | #VALUE! | #VALUE! | #VALUE! | #VALUE!
[12 empty] | 0 | 0 | #N/A | #N/A | #N/A | #N/A | #N/A | #N/A | #N/A | #N/A | #N/A | [8 empty] | 0 | 0 | 0 | 0 |  | 2 hour time shift
[12 empty] | 0 | 0 | #N/A | #N/A | #N/A | #N/A | #N/A | #N/A | #N/A | #N/A | #N/A | [8 empty] | 0 | 0 | 0 | 0 |  | D1 | C1 | B1 | A1 | E1
[12 empty] | 0 | 0 | #N/A | #N/A | #N/A | #N/A | #N/A | #N/A | #N/A | #N/A | #N/A | [8 empty] | 0 | 0 | 0 | 0 |  | Wind | Weather | Ambient | Load | Constant
[12 empty] | 0 | 0 | #N/A | #N/A | #N/A | #N/A | #N/A | #N/A | #N/A | #N/A | #N/A | [8 empty] | 0 | 0 | 0 | 0 |  | #VALUE! | #VALUE! | #VALUE! | #VALUE! | #VALUE!
[12 empty] | 0 | 0 | #N/A | #N/A | #N/A | #N/A | #N/A | #N/A | #N/A | #N/A | #N/A | [8 empty] | 0 | 0 | 0 | 0 |  | #VALUE! | #VALUE! | #VALUE! | #VALUE! | #VALUE!
[12 empty] | 0 | 0 | #N/A | #N/A | #N/A | #N/A | #N/A | #N/A | #N/A | #N/A | #N/A | [8 empty] | 0 | 0 | 0 | 0 | R2 | #VALUE! | #VALUE! | #VALUE! | #VALUE! | #VALUE!
[12 empty] | 0 | 0 | #N/A | #N/A | #N/A | #N/A | #N/A | #N/A | #N/A | #N/A | #N/A | [8 empty] | 0 | 0 | 0 | 0 |  | #VALUE! | #VALUE! | #VALUE! | #VALUE! | #VALUE!
[12 empty] | 0 | 0 | #N/A | #N/A | #N/A | #N/A | #N/A | #N/A | #N/A | #N/A | #N/A | [8 empty] | 0 | 0 | 0 | 0 |  | #VALUE! | #VALUE! | #VALUE! | #VALUE! | #VALUE!
[12 empty] | 0 | 0 | #N/A | #N/A | #N/A | #N/A | #N/A | #N/A | #N/A | #N/A | #N/A | [8 empty] | 0 | 0 | 0 | 0 |  | #VALUE! | #VALUE! | #VALUE! | #VALUE! | #VALUE!
[12 empty] | 0 | 0 | #N/A | #N/A | #N/A | #N/A | #N/A | #N/A | #N/A | #N/A | #N/A | [8 empty] | 0 | 0 | 0 | 0 |  | 2.5 hour time shift
[12 empty] | 0 | 0 | #N/A | #N/A | #N/A | #N/A | #N/A | #N/A | #N/A | #N/A | #N/A | [8 empty] | 0 | 0 | 0 | 0 |  | D1 | C1 | B1 | A1 | E1
[12 empty] | 0 | 0 | #N/A | #N/A | #N/A | #N/A | #N/A | #N/A | #N/A | #N/A | #N/A | [8 empty] | 0 | 0 | 0 | 0 |  | Wind | Weather | Ambient | Load | Constant
[12 empty] | 0 | 0 | #N/A | #N/A | #N/A | #N/A | #N/A | #N/A | #N/A | #N/A | #N/A | [8 empty] | 0 | 0 | 0 | 0 |  | #VALUE! | #VALUE! | #VALUE! | #VALUE! | #VALUE!
[12 empty] | 0 | 0 | #N/A | #N/A | #N/A | #N/A | #N/A | #N/A | #N/A | #N/A | #N/A | [8 empty] | 0 | 0 | 0 | 0 |  | #VALUE! | #VALUE! | #VALUE! | #VALUE! | #VALUE!
[12 empty] | 0 | 0 | #N/A | #N/A | #N/A | #N/A | #N/A | #N/A | #N/A | #N/A | #N/A | [8 empty] | 0 | 0 | 0 | 0 | R2 | #VALUE! | #VALUE! | #VALUE! | #VALUE! | #VALUE!
[12 empty] | 0 | 0 | #N/A | #N/A | #N/A | #N/A | #N/A | #N/A | #N/A | #N/A | #N/A | [8 empty] | 0 | 0 | 0 | 0 |  | #VALUE! | #VALUE! | #VALUE! | #VALUE! | #VALUE!
[12 empty] | 0 | 0 | #N/A | #N/A | #N/A | #N/A | #N/A | #N/A | #N/A | #N/A | #N/A | [8 empty] | 0 | 0 | 0 | 0 |  | #VALUE! | #VALUE! | #VALUE! | #VALUE! | #VALUE!
[12 empty] | 0 | 0 | #N/A | #N/A | #N/A | #N/A | #N/A | #N/A | #N/A | #N/A | #N/A | [8 empty] | 0 | 0 | 0 | 0 |  | #VALUE! | #VALUE! | #VALUE! | #VALUE! | #VALUE!
[12 empty] | 0 | 0 | #N/A | #N/A | #N/A | #N/A | #N/A | #N/A | #N/A | #N/A | #N/A | [8 empty] | 0 | 0 | 0 | 0 |  | 3 hour time shift
[12 empty] | 0 | 0 | #N/A | #N/A | #N/A | #N/A | #N/A | #N/A | #N/A | #N/A | #N/A | [8 empty] | 0 | 0 | 0 | 0 |  | D1 | C1 | B1 | A1 | E1
[12 empty] | 0 | 0 | #N/A | #N/A | #N/A | #N/A | #N/A | #N/A | #N/A | #N/A | #N/A | [8 empty] | 0 | 0 | 0 | 0 |  | Wind | Weather | Ambient | Load | Constant
[12 empty] | 0 | 0 | #N/A | #N/A | #N/A | #N/A | #N/A | #N/A | #N/A | #N/A | #N/A | [8 empty] | 0 | 0 | 0 | 0 |  | #VALUE! | #VALUE! | #VALUE! | #VALUE! | #VALUE!
[12 empty] | 0 | 0 | #N/A | #N/A | #N/A | #N/A | #N/A | #N/A | #N/A | #N/A | #N/A | [8 empty] | 0 | 0 | 0 | 0 |  | #VALUE! | #VALUE! | #VALUE! | #VALUE! | #VALUE!
[12 empty] | 0 | 0 | #N/A | #N/A | #N/A | #N/A | #N/A | #N/A | #N/A | #N/A | #N/A | [8 empty] | 0 | 0 | 0 | 0 | R2 | #VALUE! | #VALUE! | #VALUE! | #VALUE! | #VALUE!
[12 empty] | 0 | 0 | #N/A | #N/A | #N/A | #N/A | #N/A | #N/A | #N/A | #N/A | #N/A | [8 empty] | 0 | 0 | 0 | 0 |  | #VALUE! | #VALUE! | #VALUE! | #VALUE! | #VALUE!
[12 empty] | 0 | 0 | #N/A | #N/A | #N/A | #N/A | #N/A | #N/A | #N/A | #N/A | #N/A | [8 empty] | 0 | 0 | 0 | 0 |  | #VALUE! | #VALUE! | #VALUE! | #VALUE! | #VALUE!
[12 empty] | 0 | 0 | #N/A | #N/A | #N/A | #N/A | #N/A | #N/A | #N/A | #N/A | #N/A | [8 empty] | 0 | 0 | 0 | 0 |  | #VALUE! | #VALUE! | #VALUE! | #VALUE! | #VALUE!
[12 empty] | 0 | 0 | #N/A | #N/A | #N/A | #N/A | #N/A | #N/A | #N/A | #N/A | #N/A | [8 empty] | 0 | 0 | 0 | 0 |  | 3.5 hour time shift
[12 empty] | 0 | 0 | #N/A | #N/A | #N/A | #N/A | #N/A | #N/A | #N/A | #N/A | #N/A | [8 empty] | 0 | 0 | 0 | 0 |  | D1 | C1 | B1 | A1 | E1
[12 empty] | 0 | 0 | #N/A | #N/A | #N/A | #N/A | #N/A | #N/A | #N/A | #N/A | #N/A | [8 empty] | 0 | 0 | 0 | 0 |  | Wind | Weather | Ambient | Load | Constant
[12 empty] | 0 | 0 | #N/A | #N/A | #N/A | #N/A | #N/A | #N/A | #N/A | #N/A | #N/A | [8 empty] | 0 | 0 | 0 | 0 |  | #VALUE! | #VALUE! | #VALUE! | #VALUE! | #VALUE!
[12 empty] | 0 | 0 | #N/A | #N/A | #N/A | #N/A | #N/A | #N/A | #N/A | #N/A | #N/A | [8 empty] | 0 | 0 | 0 | 0 |  | #VALUE! | #VALUE! | #VALUE! | #VALUE! | #VALUE!
[12 empty] | 0 | 0 | #N/A | #N/A | #N/A | #N/A | #N/A | #N/A | #N/A | #N/A | #N/A | [8 empty] | 0 | 0 | 0 | 0 | R2 | #VALUE! | #VALUE! | #VALUE! | #VALUE! | #VALUE!
[12 empty] | 0 | 0 | #N/A | #N/A | #N/A | #N/A | #N/A | #N/A | #N/A | #N/A | #N/A | [8 empty] | 0 | 0 | 0 | 0 |  | #VALUE! | #VALUE! | #VALUE! | #VALUE! | #VALUE!
[12 empty] | 0 | 0 | #N/A | #N/A | #N/A | #N/A | #N/A | #N/A | #N/A | #N/A | #N/A | [8 empty] | 0 | 0 | 0 | 0 |  | #VALUE! | #VALUE! | #VALUE! | #VALUE! | #VALUE!
[12 empty] | 0 | 0 | #N/A | #N/A | #N/A | #N/A | #N/A | #N/A | #N/A | #N/A | #N/A | [8 empty] | 0 | 0 | 0 | 0 |  | #VALUE! | #VALUE! | #VALUE! | #VALUE! | #VALUE!
[12 empty] | 0 | 0 | #N/A | #N/A | #N/A | #N/A | #N/A | #N/A | #N/A | #N/A | #N/A | [8 empty] | 0 | 0 | 0 | 0 |  | 4 hour time shift
[12 empty] | 0 | 0 | #N/A | #N/A | #N/A | #N/A | #N/A | #N/A | #N/A | #N/A | #N/A | [8 empty] | 0 | 0 | 0 | 0 |  | D1 | C1 | B1 | A1 | E1
[12 empty] | 0 | 0 | #N/A | #N/A | #N/A | #N/A | #N/A | #N/A | #N/A | #N/A | #N/A | [8 empty] | 0 | 0 | 0 | 0 |  | Wind | Weather | Ambient | Load | Constant
[12 empty] | 0 | 0 | #N/A | #N/A | #N/A | #N/A | #N/A | #N/A | #N/A | #N/A | #N/A | [8 empty] | 0 | 0 | 0 | 0 |  | #VALUE! | #VALUE! | #VALUE! | #VALUE! | #VALUE!
[12 empty] | 0 | 0 | #N/A | #N/A | #N/A | #N/A | #N/A | #N/A | #N/A | #N/A | #N/A | [8 empty] | 0 | 0 | 0 | 0 |  | #VALUE! | #VALUE! | #VALUE! | #VALUE! | #VALUE!
[12 empty] | 0 | 0 | #N/A | #N/A | #N/A | #N/A | #N/A | #N/A | #N/A | #N/A | #N/A | [8 empty] | 0 | 0 | 0 | 0 | R2 | #VALUE! | #VALUE! | #VALUE! | #VALUE! | #VALUE!
[12 empty] | 0 | 0 | #N/A | #N/A | #N/A | #N/A | #N/A | #N/A | #N/A | #N/A | #N/A | [8 empty] | 0 | 0 | 0 | 0 |  | #VALUE! | #VALUE! | #VALUE! | #VALUE! | #VALUE!
[12 empty] | 0 | 0 | #N/A | #N/A | #N/A | #N/A | #N/A | #N/A | #N/A | #N/A | #N/A | [8 empty] | 0 | 0 | 0 | 0 |  | #VALUE! | #VALUE! | #VALUE! | #VALUE! | #VALUE!
[12 empty] | 0 | 0 | #N/A | #N/A | #N/A | #N/A | #N/A | #N/A | #N/A | #N/A | #N/A | [8 empty] | 0 | 0 | 0 | 0 |  | #VALUE! | #VALUE! | #VALUE! | #VALUE! | #VALUE!
[12 empty] | 0 | 0 | #N/A | #N/A | #N/A | #N/A | #N/A | #N/A | #N/A | #N/A | #N/A | [8 empty] | 0 | 0 | 0 | 0
[12 empty] | 0 | 0 | #N/A | #N/A | #N/A | #N/A | #N/A | #N/A | #N/A | #N/A | #N/A | [8 empty] | 0 | 0 | 0 | 0
[12 empty] | 0 | 0 | #N/A | #N/A | #N/A | #N/A | #N/A | #N/A | #N/A | #N/A | #N/A | [8 empty] | 0 | 0 | 0 | 0
[12 empty] | 0 | 0 | #N/A | #N/A | #N/A | #N/A | #N/A | #N/A | #N/A | #N/A | #N/A | [8 empty] | 0 | 0 | 0 | 0
[12 empty] | 0 | 0 | #N/A | #N/A | #N/A | #N/A | #N/A | #N/A | #N/A | #N/A | #N/A | [8 empty] | 0 | 0 | 0 | 0
[12 empty] | 0 | 0 | #N/A | #N/A | #N/A | #N/A | #N/A | #N/A | #N/A | #N/A | #N/A | [8 empty] | 0 | 0 | 0 | 0
[12 empty] | 0 | 0 | #N/A | #N/A | #N/A | #N/A | #N/A | #N/A | #N/A | #N/A | #N/A | [8 empty] | 0 | 0 | 0 | 0
[12 empty] | 0 | 0 | #N/A | #N/A | #N/A | #N/A | #N/A | #N/A | #N/A | #N/A | #N/A | [8 empty] | 0 | 0 | 0 | 0
[12 empty] | 0 | 0 | #N/A | #N/A | #N/A | #N/A | #N/A | #N/A | #N/A | #N/A | #N/A | [8 empty] | 0 | 0 | 0 | 0
[12 empty] | 0 | 0 | #N/A | #N/A | #N/A | #N/A | #N/A | #N/A | #N/A | #N/A | #N/A | [8 empty] | 0 | 0 | 0 | 0
[12 empty] | 0 | 0 | #N/A | #N/A | #N/A | #N/A | #N/A | #N/A | #N/A | #N/A | #N/A | [8 empty] | 0 | 0 | 0 | 0
[12 empty] | 0 | 0 | #N/A | #N/A | #N/A | #N/A | #N/A | #N/A | #N/A | #N/A | #N/A | [8 empty] | 0 | 0 | 0 | 0
[12 empty] | 0 | 0 | #N/A | #N/A | #N/A | #N/A | #N/A | #N/A | #N/A | #N/A | #N/A | [8 empty] | 0 | 0 | 0 | 0
[12 empty] | 0 | 0 | #N/A | #N/A | #N/A | #N/A | #N/A | #N/A | #N/A | #N/A | #N/A | [8 empty] | 0 | 0 | 0 | 0
[12 empty] | 0 | 0 | #N/A | #N/A | #N/A | #N/A | #N/A | #N/A | #N/A | #N/A | #N/A | [8 empty] | 0 | 0 | 0 | 0
[12 empty] | 0 | 0 | #N/A | #N/A | #N/A | #N/A | #N/A | #N/A | #N/A | #N/A | #N/A | [8 empty] | 0 | 0 | 0 | 0
[12 empty] | 0 | 0 | #N/A | #N/A | #N/A | #N/A | #N/A | #N/A | #N/A | #N/A | #N/A | [8 empty] | 0 | 0 | 0 | 0
[12 empty] | 0 | 0 | #N/A | #N/A | #N/A | #N/A | #N/A | #N/A | #N/A | #N/A | #N/A | [8 empty] | 0 | 0 | 0 | 0
[12 empty] | 0 | 0 | #N/A | #N/A | #N/A | #N/A | #N/A | #N/A | #N/A | #N/A | #N/A | [8 empty] | 0 | 0 | 0 | 0
[12 empty] | 0 | 0 | #N/A | #N/A | #N/A | #N/A | #N/A | #N/A | #N/A | #N/A | #N/A | [8 empty] | 0 | 0 | 0 | 0
[12 empty] | 0 | 0 | #N/A | #N/A | #N/A | #N/A | #N/A | #N/A | #N/A | #N/A | #N/A | [8 empty] | 0 | 0 | 0 | 0
[12 empty] | 0 | 0 | #N/A | #N/A | #N/A | #N/A | #N/A | #N/A | #N/A | #N/A | #N/A | [8 empty] | 0 | 0 | 0 | 0
[12 empty] | 0 | 0 | #N/A | #N/A | #N/A | #N/A | #N/A | #N/A | #N/A | #N/A | #N/A | [8 empty] | 0 | 0 | 0 | 0
[12 empty] | 0 | 0 | #N/A | #N/A | #N/A | #N/A | #N/A | #N/A | #N/A | #N/A | #N/A | [8 empty] | 0 | 0 | 0 | 0
[12 empty] | 0 | 0 | #N/A | #N/A | #N/A | #N/A | #N/A | #N/A | #N/A | #N/A | #N/A | [8 empty] | 0 | 0 | 0 | 0
[12 empty] | 0 | 0 | #N/A | #N/A | #N/A | #N/A | #N/A | #N/A | #N/A | #N/A | #N/A | [8 empty] | 0 | 0 | 0 | 0
[12 empty] | 0 | 0 | #N/A | #N/A | #N/A | #N/A | #N/A | #N/A | #N/A | #N/A | #N/A | [8 empty] | 0 | 0 | 0 | 0
[12 empty] | 0 | 0 | #N/A | #N/A | #N/A | #N/A | #N/A | #N/A | #N/A | #N/A | #N/A | [8 empty] | 0 | 0 | 0 | 0
[12 empty] | 0 | 0 | #N/A | #N/A | #N/A | #N/A | #N/A | #N/A | #N/A | #N/A | #N/A | [8 empty] | 0 | 0 | 0 | 0
[12 empty] | 0 | 0 | #N/A | #N/A | #N/A | #N/A | #N/A | #N/A | #N/A | #N/A | #N/A | [8 empty] | 0 | 0 | 0 | 0
[12 empty] | 0 | 0 | #N/A | #N/A | #N/A | #N/A | #N/A | #N/A | #N/A | #N/A | #N/A | [8 empty] | 0 | 0 | 0 | 0
[12 empty] | 0 | 0 | #N/A | #N/A | #N/A | #N/A | #N/A | #N/A | #N/A | #N/A | #N/A | [8 empty] | 0 | 0 | 0 | 0
[12 empty] | 0 | 0 | #N/A | #N/A | #N/A | #N/A | #N/A | #N/A | #N/A | #N/A | #N/A | [8 empty] | 0 | 0 | 0 | 0
[12 empty] | 0 | 0 | #N/A | #N/A | #N/A | #N/A | #N/A | #N/A | #N/A | #N/A | #N/A | [8 empty] | 0 | 0 | 0 | 0
[12 empty] | 0 | 0 | #N/A | #N/A | #N/A | #N/A | #N/A | #N/A | #N/A | #N/A | #N/A | [8 empty] | 0 | 0 | 0 | 0
[12 empty] | 0 | 0 | #N/A | #N/A | #N/A | #N/A | #N/A | #N/A | #N/A | #N/A | #N/A | [8 empty] | 0 | 0 | 0 | 0
[12 empty] | 0 | 0 | #N/A | #N/A | #N/A | #N/A | #N/A | #N/A | #N/A | #N/A | #N/A | [8 empty] | 0 | 0 | 0 | 0
[12 empty] | 0 | 0 | #N/A | #N/A | #N/A | #N/A | #N/A | #N/A | #N/A | #N/A | #N/A | [8 empty] | 0 | 0 | 0 | 0
[12 empty] | 0 | 0 | #N/A | #N/A | #N/A | #N/A | #N/A | #N/A | #N/A | #N/A | #N/A | [8 empty] | 0 | 0 | 0 | 0
[12 empty] | 0 | 0 | #N/A | #N/A | #N/A | #N/A | #N/A | #N/A | #N/A | #N/A | #N/A | [8 empty] | 0 | 0 | 0 | 0
[12 empty] | 0 | 0 | #N/A | #N/A | #N/A | #N/A | #N/A | #N/A | #N/A | #N/A | #N/A | [8 empty] | 0 | 0 | 0 | 0
[12 empty] | 0 | 0 | #N/A | #N/A | #N/A | #N/A | #N/A | #N/A | #N/A | #N/A | #N/A | [8 empty] | 0 | 0 | 0 | 0
[12 empty] | 0 | 0 | #N/A | #N/A | #N/A | #N/A | #N/A | #N/A | #N/A | #N/A | #N/A | [8 empty] | 0 | 0 | 0 | 0
[12 empty] | 0 | 0 | #N/A | #N/A | #N/A | #N/A | #N/A | #N/A | #N/A | #N/A | #N/A | [8 empty] | 0 | 0 | 0 | 0
[12 empty] | 0 | 0 | #N/A | #N/A | #N/A | #N/A | #N/A | #N/A | #N/A | #N/A | #N/A | [8 empty] | 0 | 0 | 0 | 0
[12 empty] | 0 | 0 | #N/A | #N/A | #N/A | #N/A | #N/A | #N/A | #N/A | #N/A | #N/A | [8 empty] | 0 | 0 | 0 | 0
[12 empty] | 0 | 0 | #N/A | #N/A | #N/A | #N/A | #N/A | #N/A | #N/A | #N/A | #N/A | [8 empty] | 0 | 0 | 0 | 0
[12 empty] | 0 | 0 | #N/A | #N/A | #N/A | #N/A | #N/A | #N/A | #N/A | #N/A | #N/A | [8 empty] | 0 | 0 | 0 | 0
[12 empty] | 0 | 0 | #N/A | #N/A | #N/A | #N/A | #N/A | #N/A | #N/A | #N/A | #N/A | [8 empty] | 0 | 0 | 0 | 0
[12 empty] | 0 | 0 | #N/A | #N/A | #N/A | #N/A | #N/A | #N/A | #N/A | #N/A | #N/A | [8 empty] | 0 | 0 | 0 | 0
[12 empty] | 0 | 0 | #N/A | #N/A | #N/A | #N/A | #N/A | #N/A | #N/A | #N/A | #N/A | [8 empty] | 0 | 0 | 0 | 0
[12 empty] | 0 | 0 | #N/A | #N/A | #N/A | #N/A | #N/A | #N/A | #N/A | #N/A | #N/A | [8 empty] | 0 | 0 | 0 | 0
[12 empty] | 0 | 0 | #N/A | #N/A | #N/A | #N/A | #N/A | #N/A | #N/A | #N/A | #N/A | [8 empty] | 0 | 0 | 0 | 0
[12 empty] | 0 | 0 | #N/A | #N/A | #N/A | #N/A | #N/A | #N/A | #N/A | #N/A | #N/A | [8 empty] | 0 | 0 | 0 | 0
[12 empty] | 0 | 0 | #N/A | #N/A | #N/A | #N/A | #N/A | #N/A | #N/A | #N/A | #N/A | [8 empty] | 0 | 0 | 0 | 0
[12 empty] | 0 | 0 | #N/A | #N/A | #N/A | #N/A | #N/A | #N/A | #N/A | #N/A | #N/A | [8 empty] | 0 | 0 | 0 | 0
[12 empty] | 0 | 0 | #N/A | #N/A | #N/A | #N/A | #N/A | #N/A | #N/A | #N/A | #N/A | [8 empty] | 0 | 0 | 0 | 0
[12 empty] | 0 | 0 | #N/A | #N/A | #N/A | #N/A | #N/A | #N/A | #N/A | #N/A | #N/A | [8 empty] | 0 | 0 | 0 | 0
[12 empty] | 0 | 0 | #N/A | #N/A | #N/A | #N/A | #N/A | #N/A | #N/A | #N/A | #N/A | [8 empty] | 0 | 0 | 0 | 0
[12 empty] | 0 | 0 | #N/A | #N/A | #N/A | #N/A | #N/A | #N/A | #N/A | #N/A | #N/A | [8 empty] | 0 | 0 | 0 | 0
[12 empty] | 0 | 0 | #N/A | #N/A | #N/A | #N/A | #N/A | #N/A | #N/A | #N/A | #N/A | [8 empty] | 0 | 0 | 0 | 0
[12 empty] | 0 | 0 | #N/A | #N/A | #N/A | #N/A | #N/A | #N/A | #N/A | #N/A | #N/A | [8 empty] | 0 | 0 | 0 | 0
[12 empty] | 0 | 0 | #N/A | #N/A | #N/A | #N/A | #N/A | #N/A | #N/A | #N/A | #N/A | [8 empty] | 0 | 0 | 0 | 0
[12 empty] | 0 | 0 | #N/A | #N/A | #N/A | #N/A | #N/A | #N/A | #N/A | #N/A | #N/A | [8 empty] | 0 | 0 | 0 | 0
[12 empty] | 0 | 0 | #N/A | #N/A | #N/A | #N/A | #N/A | #N/A | #N/A | #N/A | #N/A | [8 empty] | 0 | 0 | 0 | 0
[12 empty] | 0 | 0 | #N/A | #N/A | #N/A | #N/A | #N/A | #N/A | #N/A | #N/A | #N/A | [8 empty] | 0 | 0 | 0 | 0
[12 empty] | 0 | 0 | #N/A | #N/A | #N/A | #N/A | #N/A | #N/A | #N/A | #N/A | #N/A | [8 empty] | 0 | 0 | 0 | 0
[12 empty] | 0 | 0 | #N/A | #N/A | #N/A | #N/A | #N/A | #N/A | #N/A | #N/A | #N/A | [8 empty] | 0 | 0 | 0 | 0
[12 empty] | 0 | 0 | #N/A | #N/A | #N/A | #N/A | #N/A | #N/A | #N/A | #N/A | #N/A | [8 empty] | 0 | 0 | 0 | 0
[12 empty] | 0 | 0 | #N/A | #N/A | #N/A | #N/A | #N/A | #N/A | #N/A | #N/A | #N/A | [8 empty] | 0 | 0 | 0 | 0
[12 empty] | 0 | 0 | #N/A | #N/A | #N/A | #N/A | #N/A | #N/A | #N/A | #N/A | #N/A | [8 empty] | 0 | 0 | 0 | 0
[12 empty] | 0 | 0 | #N/A | #N/A | #N/A | #N/A | #N/A | #N/A | #N/A | #N/A | #N/A | [8 empty] | 0 | 0 | 0 | 0
[12 empty] | 0 | 0 | #N/A | #N/A | #N/A | #N/A | #N/A | #N/A | #N/A | #N/A | #N/A | [8 empty] | 0 | 0 | 0 | 0
[12 empty] | 0 | 0 | #N/A | #N/A | #N/A | #N/A | #N/A | #N/A | #N/A | #N/A | #N/A | [8 empty] | 0 | 0 | 0 | 0
[12 empty] | 0 | 0 | #N/A | #N/A | #N/A | #N/A | #N/A | #N/A | #N/A | #N/A | #N/A | [8 empty] | 0 | 0 | 0 | 0
[12 empty] | 0 | 0 | #N/A | #N/A | #N/A | #N/A | #N/A | #N/A | #N/A | #N/A | #N/A | [8 empty] | 0 | 0 | 0 | 0
[12 empty] | 0 | 0 | #N/A | #N/A | #N/A | #N/A | #N/A | #N/A | #N/A | #N/A | #N/A | [8 empty] | 0 | 0 | 0 | 0
[12 empty] | 0 | 0 | #N/A | #N/A | #N/A | #N/A | #N/A | #N/A | #N/A | #N/A | #N/A | [8 empty] | 0 | 0 | 0 | 0
[12 empty] | 0 | 0 | #N/A | #N/A | #N/A | #N/A | #N/A | #N/A | #N/A | #N/A | #N/A | [8 empty] | 0 | 0 | 0 | 0
[12 empty] | 0 | 0 | #N/A | #N/A | #N/A | #N/A | #N/A | #N/A | #N/A | #N/A | #N/A | [8 empty] | 0 | 0 | 0 | 0
[12 empty] | 0 | 0 | #N/A | #N/A | #N/A | #N/A | #N/A | #N/A | #N/A | #N/A | #N/A | [8 empty] | 0 | 0 | 0 | 0
[12 empty] | 0 | 0 | #N/A | #N/A | #N/A | #N/A | #N/A | #N/A | #N/A | #N/A | #N/A | [8 empty] | 0 | 0 | 0 | 0
[12 empty] | 0 | 0 | #N/A | #N/A | #N/A | #N/A | #N/A | #N/A | #N/A | #N/A | #N/A | [8 empty] | 0 | 0 | 0 | 0
[12 empty] | 0 | 0 | #N/A | #N/A | #N/A | #N/A | #N/A | #N/A | #N/A | #N/A | #N/A | [8 empty] | 0 | 0 | 0 | 0
[12 empty] | 0 | 0 | #N/A | #N/A | #N/A | #N/A | #N/A | #N/A | #N/A | #N/A | #N/A | [8 empty] | 0 | 0 | 0 | 0
[12 empty] | 0 | 0 | #N/A | #N/A | #N/A | #N/A | #N/A | #N/A | #N/A | #N/A | #N/A | [8 empty] | 0 | 0 | 0 | 0
[12 empty] | 0 | 0 | #N/A | #N/A | #N/A | #N/A | #N/A | #N/A | #N/A | #N/A | #N/A | [8 empty] | 0 | 0 | 0 | 0
[12 empty] | 0 | 0 | #N/A | #N/A | #N/A | #N/A | #N/A | #N/A | #N/A | #N/A | #N/A | [8 empty] | 0 | 0 | 0 | 0
[12 empty] | 0 | 0 | #N/A | #N/A | #N/A | #N/A | #N/A | #N/A | #N/A | #N/A | #N/A | [8 empty] | 0 | 0 | 0 | 0
[12 empty] | 0 | 0 | #N/A | #N/A | #N/A | #N/A | #N/A | #N/A | #N/A | #N/A | #N/A | [8 empty] | 0 | 0 | 0 | 0
[12 empty] | 0 | 0 | #N/A | #N/A | #N/A | #N/A | #N/A | #N/A | #N/A | #N/A | #N/A | [8 empty] | 0 | 0 | 0 | 0
[12 empty] | 0 | 0 | #N/A | #N/A | #N/A | #N/A | #N/A | #N/A | #N/A | #N/A | #N/A | [8 empty] | 0 | 0 | 0 | 0
[12 empty] | 0 | 0 | #N/A | #N/A | #N/A | #N/A | #N/A | #N/A | #N/A | #N/A | #N/A | [8 empty] | 0 | 0 | 0 | 0
[12 empty] | 0 | 0 | #N/A | #N/A | #N/A | #N/A | #N/A | #N/A | #N/A | #N/A | #N/A | [8 empty] | 0 | 0 | 0 | 0
[12 empty] | 0 | 0 | #N/A | #N/A | #N/A | #N/A | #N/A | #N/A | #N/A | #N/A | #N/A | [8 empty] | 0 | 0 | 0 | 0
[12 empty] | 0 | 0 | #N/A | #N/A | #N/A | #N/A | #N/A | #N/A | #N/A | #N/A | #N/A | [8 empty] | 0 | 0 | 0 | 0
[12 empty] | 0 | 0 | #N/A | #N/A | #N/A | #N/A | #N/A | #N/A | #N/A | #N/A | #N/A | [8 empty] | 0 | 0 | 0 | 0
[12 empty] | 0 | 0 | #N/A | #N/A | #N/A | #N/A | #N/A | #N/A | #N/A | #N/A | #N/A | [8 empty] | 0 | 0 | 0 | 0
[12 empty] | 0 | 0 | #N/A | #N/A | #N/A | #N/A | #N/A | #N/A | #N/A | #N/A | #N/A | [8 empty] | 0 | 0 | 0 | 0
[12 empty] | 0 | 0 | #N/A | #N/A | #N/A | #N/A | #N/A | #N/A | #N/A | #N/A | #N/A | [8 empty] | 0 | 0 | 0 | 0
[12 empty] | 0 | 0 | #N/A | #N/A | #N/A | #N/A | #N/A | #N/A | #N/A | #N/A | #N/A | [8 empty] | 0 | 0 | 0 | 0
[12 empty] | 0 | 0 | #N/A | #N/A | #N/A | #N/A | #N/A | #N/A | #N/A | #N/A | #N/A | [8 empty] | 0 | 0 | 0 | 0
[12 empty] | 0 | 0 | #N/A | #N/A | #N/A | #N/A | #N/A | #N/A | #N/A | #N/A | #N/A | [8 empty] | 0 | 0 | 0 | 0
[12 empty] | 0 | 0 | #N/A | #N/A | #N/A | #N/A | #N/A | #N/A | #N/A | #N/A | #N/A | [8 empty] | 0 | 0 | 0 | 0
[12 empty] | 0 | 0 | #N/A | #N/A | #N/A | #N/A | #N/A | #N/A | #N/A | #N/A | #N/A | [8 empty] | 0 | 0 | 0 | 0
[12 empty] | 0 | 0 | #N/A | #N/A | #N/A | #N/A | #N/A | #N/A | #N/A | #N/A | #N/A | [8 empty] | 0 | 0 | 0 | 0
[12 empty] | 0 | 0 | #N/A | #N/A | #N/A | #N/A | #N/A | #N/A | #N/A | #N/A | #N/A | [8 empty] | 0 | 0 | 0 | 0
[12 empty] | 0 | 0 | #N/A | #N/A | #N/A | #N/A | #N/A | #N/A | #N/A | #N/A | #N/A | [8 empty] | 0 | 0 | 0 | 0
[12 empty] | 0 | 0 | #N/A | #N/A | #N/A | #N/A | #N/A | #N/A | #N/A | #N/A | #N/A | [8 empty] | 0 | 0 | 0 | 0
[12 empty] | 0 | 0 | #N/A | #N/A | #N/A | #N/A | #N/A | #N/A | #N/A | #N/A | #N/A | [8 empty] | 0 | 0 | 0 | 0
[12 empty] | 0 | 0 | #N/A | #N/A | #N/A | #N/A | #N/A | #N/A | #N/A | #N/A | #N/A | [8 empty] | 0 | 0 | 0 | 0
[12 empty] | 0 | 0 | #N/A | #N/A | #N/A | #N/A | #N/A | #N/A | #N/A | #N/A | #N/A | [8 empty] | 0 | 0 | 0 | 0
[12 empty] | 0 | 0 | #N/A | #N/A | #N/A | #N/A | #N/A | #N/A | #N/A | #N/A | #N/A | [8 empty] | 0 | 0 | 0 | 0
[12 empty] | 0 | 0 | #N/A | #N/A | #N/A | #N/A | #N/A | #N/A | #N/A | #N/A | #N/A | [8 empty] | 0 | 0 | 0 | 0
[12 empty] | 0 | 0 | #N/A | #N/A | #N/A | #N/A | #N/A | #N/A | #N/A | #N/A | #N/A | [8 empty] | 0 | 0 | 0 | 0
[12 empty] | 0 | 0 | #N/A | #N/A | #N/A | #N/A | #N/A | #N/A | #N/A | #N/A | #N/A | [8 empty] | 0 | 0 | 0 | 0
[12 empty] | 0 | 0 | #N/A | #N/A | #N/A | #N/A | #N/A | #N/A | #N/A | #N/A | #N/A | [8 empty] | 0 | 0 | 0 | 0
[12 empty] | 0 | 0 | #N/A | #N/A | #N/A | #N/A | #N/A | #N/A | #N/A | #N/A | #N/A | [8 empty] | 0 | 0 | 0 | 0
[12 empty] | 0 | 0 | #N/A | #N/A | #N/A | #N/A | #N/A | #N/A | #N/A | #N/A | #N/A | [8 empty] | 0 | 0 | 0 | 0
[12 empty] | 0 | 0 | #N/A | #N/A | #N/A | #N/A | #N/A | #N/A | #N/A | #N/A | #N/A | [8 empty] | 0 | 0 | 0 | 0
[12 empty] | 0 | 0 | #N/A | #N/A | #N/A | #N/A | #N/A | #N/A | #N/A | #N/A | #N/A | [8 empty] | 0 | 0 | 0 | 0
[12 empty] | 0 | 0 | #N/A | #N/A | #N/A | #N/A | #N/A | #N/A | #N/A | #N/A | #N/A | [8 empty] | 0 | 0 | 0 | 0
[12 empty] | 0 | 0 | #N/A | #N/A | #N/A | #N/A | #N/A | #N/A | #N/A | #N/A | #N/A | [8 empty] | 0 | 0 | 0 | 0
[12 empty] | 0 | 0 | #N/A | #N/A | #N/A | #N/A | #N/A | #N/A | #N/A | #N/A | #N/A | [8 empty] | 0 | 0 | 0 | 0
[12 empty] | 0 | 0 | #N/A | #N/A | #N/A | #N/A | #N/A | #N/A | #N/A | #N/A | #N/A | [8 empty] | 0 | 0 | 0 | 0
[12 empty] | 0 | 0 | #N/A | #N/A | #N/A | #N/A | #N/A | #N/A | #N/A | #N/A | #N/A | [8 empty] | 0 | 0 | 0 | 0
[12 empty] | 0 | 0 | #N/A | #N/A | #N/A | #N/A | #N/A | #N/A | #N/A | #N/A | #N/A | [8 empty] | 0 | 0 | 0 | 0
[12 empty] | 0 | 0 | #N/A | #N/A | #N/A | #N/A | #N/A | #N/A | #N/A | #N/A | #N/A | [8 empty] | 0 | 0 | 0 | 0
[12 empty] | 0 | 0 | #N/A | #N/A | #N/A | #N/A | #N/A | #N/A | #N/A | #N/A | #N/A | [8 empty] | 0 | 0 | 0 | 0
[12 empty] | 0 | 0 | #N/A | #N/A | #N/A | #N/A | #N/A | #N/A | #N/A | #N/A | #N/A | [8 empty] | 0 | 0 | 0 | 0
[12 empty] | 0 | 0 | #N/A | #N/A | #N/A | #N/A | #N/A | #N/A | #N/A | #N/A | #N/A | [8 empty] | 0 | 0 | 0 | 0
[12 empty] | 0 | 0 | #N/A | #N/A | #N/A | #N/A | #N/A | #N/A | #N/A | #N/A | #N/A | [8 empty] | 0 | 0 | 0 | 0
[12 empty] | 0 | 0 | #N/A | #N/A | #N/A | #N/A | #N/A | #N/A | #N/A | #N/A | #N/A | [8 empty] | 0 | 0 | 0 | 0
[12 empty] | 0 | 0 | #N/A | #N/A | #N/A | #N/A | #N/A | #N/A | #N/A | #N/A | #N/A | [8 empty] | 0 | 0 | 0 | 0
[12 empty] | 0 | 0 | #N/A | #N/A | #N/A | #N/A | #N/A | #N/A | #N/A | #N/A | #N/A | [8 empty] | 0 | 0 | 0 | 0
[12 empty] | 0 | 0 | #N/A | #N/A | #N/A | #N/A | #N/A | #N/A | #N/A | #N/A | #N/A | [8 empty] | 0 | 0 | 0 | 0
[12 empty] | 0 | 0 | #N/A | #N/A | #N/A | #N/A | #N/A | #N/A | #N/A | #N/A | #N/A | [8 empty] | 0 | 0 | 0 | 0
[12 empty] | 0 | 0 | #N/A | #N/A | #N/A | #N/A | #N/A | #N/A | #N/A | #N/A | #N/A | [8 empty] | 0 | 0 | 0 | 0
[12 empty] | 0 | 0 | #N/A | #N/A | #N/A | #N/A | #N/A | #N/A | #N/A | #N/A | #N/A | [8 empty] | 0 | 0 | 0 | 0
[12 empty] | 0 | 0 | #N/A | #N/A | #N/A | #N/A | #N/A | #N/A | #N/A | #N/A | #N/A | [8 empty] | 0 | 0 | 0 | 0
[12 empty] | 0 | 0 | #N/A | #N/A | #N/A | #N/A | #N/A | #N/A | #N/A | #N/A | #N/A | [8 empty] | 0 | 0 | 0 | 0
[12 empty] | 0 | 0 | #N/A | #N/A | #N/A | #N/A | #N/A | #N/A | #N/A | #N/A | #N/A | [8 empty] | 0 | 0 | 0 | 0
[12 empty] | 0 | 0 | #N/A | #N/A | #N/A | #N/A | #N/A | #N/A | #N/A | #N/A | #N/A | [8 empty] | 0 | 0 | 0 | 0
[12 empty] | 0 | 0 | #N/A | #N/A | #N/A | #N/A | #N/A | #N/A | #N/A | #N/A | #N/A | [8 empty] | 0 | 0 | 0 | 0
[12 empty] | 0 | 0 | #N/A | #N/A | #N/A | #N/A | #N/A | #N/A | #N/A | #N/A | #N/A | [8 empty] | 0 | 0 | 0 | 0
[12 empty] | 0 | 0 | #N/A | #N/A | #N/A | #N/A | #N/A | #N/A | #N/A | #N/A | #N/A | [8 empty] | 0 | 0 | 0 | 0
[12 empty] | 0 | 0 | #N/A | #N/A | #N/A | #N/A | #N/A | #N/A | #N/A | #N/A | #N/A | [8 empty] | 0 | 0 | 0 | 0
[12 empty] | 0 | 0 | #N/A | #N/A | #N/A | #N/A | #N/A | #N/A | #N/A | #N/A | #N/A | [8 empty] | 0 | 0 | 0 | 0
[12 empty] | 0 | 0 | #N/A | #N/A | #N/A | #N/A | #N/A | #N/A | #N/A | #N/A | #N/A | [8 empty] | 0 | 0 | 0 | 0
[12 empty] | 0 | 0 | #N/A | #N/A | #N/A | #N/A | #N/A | #N/A | #N/A | #N/A | #N/A | [8 empty] | 0 | 0 | 0 | 0
[12 empty] | 0 | 0 | #N/A | #N/A | #N/A | #N/A | #N/A | #N/A | #N/A | #N/A | #N/A | [8 empty] | 0 | 0 | 0 | 0
[12 empty] | 0 | 0 | #N/A | #N/A | #N/A | #N/A | #N/A | #N/A | #N/A | #N/A | #N/A | [8 empty] | 0 | 0 | 0 | 0
[12 empty] | 0 | 0 | #N/A | #N/A | #N/A | #N/A | #N/A | #N/A | #N/A | #N/A | #N/A | [8 empty] | 0 | 0 | 0 | 0
[12 empty] | 0 | 0 | #N/A | #N/A | #N/A | #N/A | #N/A | #N/A | #N/A | #N/A | #N/A | [8 empty] | 0 | 0 | 0 | 0
[12 empty] | 0 | 0 | #N/A | #N/A | #N/A | #N/A | #N/A | #N/A | #N/A | #N/A | #N/A | [8 empty] | 0 | 0 | 0 | 0
[12 empty] | 0 | 0 | #N/A | #N/A | #N/A | #N/A | #N/A | #N/A | #N/A | #N/A | #N/A | [8 empty] | 0 | 0 | 0 | 0
[12 empty] | 0 | 0 | #N/A | #N/A | #N/A | #N/A | #N/A | #N/A | #N/A | #N/A | #N/A | [8 empty] | 0 | 0 | 0 | 0
[12 empty] | 0 | 0 | #N/A | #N/A | #N/A | #N/A | #N/A | #N/A | #N/A | #N/A | #N/A | [8 empty] | 0 | 0 | 0 | 0
[12 empty] | 0 | 0 | #N/A | #N/A | #N/A | #N/A | #N/A | #N/A | #N/A | #N/A | #N/A | [8 empty] | 0 | 0 | 0 | 0
[12 empty] | 0 | 0 | #N/A | #N/A | #N/A | #N/A | #N/A | #N/A | #N/A | #N/A | #N/A | [8 empty] | 0 | 0 | 0 | 0
[12 empty] | 0 | 0 | #N/A | #N/A | #N/A | #N/A | #N/A | #N/A | #N/A | #N/A | #N/A | [8 empty] | 0 | 0 | 0 | 0
[12 empty] | 0 | 0 | #N/A | #N/A | #N/A | #N/A | #N/A | #N/A | #N/A | #N/A | #N/A | [8 empty] | 0 | 0 | 0 | 0
[12 empty] | 0 | 0 | #N/A | #N/A | #N/A | #N/A | #N/A | #N/A | #N/A | #N/A | #N/A | [8 empty] | 0 | 0 | 0 | 0
[12 empty] | 0 | 0 | #N/A | #N/A | #N/A | #N/A | #N/A | #N/A | #N/A | #N/A | #N/A | [8 empty] | 0 | 0 | 0 | 0
[12 empty] | 0 | 0 | #N/A | #N/A | #N/A | #N/A | #N/A | #N/A | #N/A | #N/A | #N/A | [8 empty] | 0 | 0 | 0 | 0
[12 empty] | 0 | 0 | #N/A | #N/A | #N/A | #N/A | #N/A | #N/A | #N/A | #N/A | #N/A | [8 empty] | 0 | 0 | 0 | 0
[12 empty] | 0 | 0 | #N/A | #N/A | #N/A | #N/A | #N/A | #N/A | #N/A | #N/A | #N/A | [8 empty] | 0 | 0 | 0 | 0
[12 empty] | 0 | 0 | #N/A | #N/A | #N/A | #N/A | #N/A | #N/A | #N/A | #N/A | #N/A | [8 empty] | 0 | 0 | 0 | 0
[12 empty] | 0 | 0 | #N/A | #N/A | #N/A | #N/A | #N/A | #N/A | #N/A | #N/A | #N/A | [8 empty] | 0 | 0 | 0 | 0
[12 empty] | 0 | 0 | #N/A | #N/A | #N/A | #N/A | #N/A | #N/A | #N/A | #N/A | #N/A | [8 empty] | 0 | 0 | 0 | 0
[12 empty] | 0 | 0 | #N/A | #N/A | #N/A | #N/A | #N/A | #N/A | #N/A | #N/A | #N/A | [8 empty] | 0 | 0 | 0 | 0
[12 empty] | 0 | 0 | #N/A | #N/A | #N/A | #N/A | #N/A | #N/A | #N/A | #N/A | #N/A | [8 empty] | 0 | 0 | 0 | 0
[12 empty] | 0 | 0 | #N/A | #N/A | #N/A | #N/A | #N/A | #N/A | #N/A | #N/A | #N/A | [8 empty] | 0 | 0 | 0 | 0
[12 empty] | 0 | 0 | #N/A | #N/A | #N/A | #N/A | #N/A | #N/A | #N/A | #N/A | #N/A | [8 empty] | 0 | 0 | 0 | 0
[12 empty] | 0 | 0 | #N/A | #N/A | #N/A | #N/A | #N/A | #N/A | #N/A | #N/A | #N/A | [8 empty] | 0 | 0 | 0 | 0
[12 empty] | 0 | 0 | #N/A | #N/A | #N/A | #N/A | #N/A | #N/A | #N/A | #N/A | #N/A | [8 empty] | 0 | 0 | 0 | 0
[12 empty] | 0 | 0 | #N/A | #N/A | #N/A | #N/A | #N/A | #N/A | #N/A | #N/A | #N/A | [8 empty] | 0 | 0 | 0 | 0
[12 empty] | 0 | 0 | #N/A | #N/A | #N/A | #N/A | #N/A | #N/A | #N/A | #N/A | #N/A | [8 empty] | 0 | 0 | 0 | 0
[12 empty] | 0 | 0 | #N/A | #N/A | #N/A | #N/A | #N/A | #N/A | #N/A | #N/A | #N/A | [8 empty] | 0 | 0 | 0 | 0
[12 empty] | 0 | 0 | #N/A | #N/A | #N/A | #N/A | #N/A | #N/A | #N/A | #N/A | #N/A | [8 empty] | 0 | 0 | 0 | 0
[12 empty] | 0 | 0 | #N/A | #N/A | #N/A | #N/A | #N/A | #N/A | #N/A | #N/A | #N/A | [8 empty] | 0 | 0 | 0 | 0
[12 empty] | 0 | 0 | #N/A | #N/A | #N/A | #N/A | #N/A | #N/A | #N/A | #N/A | #N/A | [8 empty] | 0 | 0 | 0 | 0
[12 empty] | 0 | 0 | #N/A | #N/A | #N/A | #N/A | #N/A | #N/A | #N/A | #N/A | #N/A | [8 empty] | 0 | 0 | 0 | 0
[12 empty] | 0 | 0 | #N/A | #N/A | #N/A | #N/A | #N/A | #N/A | #N/A | #N/A | #N/A | [8 empty] | 0 | 0 | 0 | 0
[12 empty] | 0 | 0 | #N/A | #N/A | #N/A | #N/A | #N/A | #N/A | #N/A | #N/A | #N/A | [8 empty] | 0 | 0 | 0 | 0
[12 empty] | 0 | 0 | #N/A | #N/A | #N/A | #N/A | #N/A | #N/A | #N/A | #N/A | #N/A | [8 empty] | 0 | 0 | 0 | 0
[12 empty] | 0 | 0 | #N/A | #N/A | #N/A | #N/A | #N/A | #N/A | #N/A | #N/A | #N/A | [8 empty] | 0 | 0 | 0 | 0
[12 empty] | 0 | 0 | #N/A | #N/A | #N/A | #N/A | #N/A | #N/A | #N/A | #N/A | #N/A | [8 empty] | 0 | 0 | 0 | 0
[12 empty] | 0 | 0 | #N/A | #N/A | #N/A | #N/A | #N/A | #N/A | #N/A | #N/A | #N/A | [8 empty] | 0 | 0 | 0 | 0
[12 empty] | 0 | 0 | #N/A | #N/A | #N/A | #N/A | #N/A | #N/A | #N/A | #N/A | #N/A | [8 empty] | 0 | 0 | 0 | 0
[12 empty] | 0 | 0 | #N/A | #N/A | #N/A | #N/A | #N/A | #N/A | #N/A | #N/A | #N/A | [8 empty] | 0 | 0 | 0 | 0
[12 empty] | 0 | 0 | #N/A | #N/A | #N/A | #N/A | #N/A | #N/A | #N/A | #N/A | #N/A | [8 empty] | 0 | 0 | 0 | 0
[12 empty] | 0 | 0 | #N/A | #N/A | #N/A | #N/A | #N/A | #N/A | #N/A | #N/A | #N/A | [8 empty] | 0 | 0 | 0 | 0
[12 empty] | 0 | 0 | #N/A | #N/A | #N/A | #N/A | #N/A | #N/A | #N/A | #N/A | #N/A | [8 empty] | 0 | 0 | 0 | 0
[12 empty] | 0 | 0 | #N/A | #N/A | #N/A | #N/A | #N/A | #N/A | #N/A | #N/A | #N/A | [8 empty] | 0 | 0 | 0 | 0
[12 empty] | 0 | 0 | #N/A | #N/A | #N/A | #N/A | #N/A | #N/A | #N/A | #N/A | #N/A | [8 empty] | 0 | 0 | 0 | 0
[12 empty] | 0 | 0 | #N/A | #N/A | #N/A | #N/A | #N/A | #N/A | #N/A | #N/A | #N/A | [8 empty] | 0 | 0 | 0 | 0
[12 empty] | 0 | 0 | #N/A | #N/A | #N/A | #N/A | #N/A | #N/A | #N/A | #N/A | #N/A | [8 empty] | 0 | 0 | 0 | 0
[12 empty] | 0 | 0 | #N/A | #N/A | #N/A | #N/A | #N/A | #N/A | #N/A | #N/A | #N/A | [8 empty] | 0 | 0 | 0 | 0
[12 empty] | 0 | 0 | #N/A | #N/A | #N/A | #N/A | #N/A | #N/A | #N/A | #N/A | #N/A | [8 empty] | 0 | 0 | 0 | 0
[12 empty] | 0 | 0 | #N/A | #N/A | #N/A | #N/A | #N/A | #N/A | #N/A | #N/A | #N/A | [8 empty] | 0 | 0 | 0 | 0
[12 empty] | 0 | 0 | #N/A | #N/A | #N/A | #N/A | #N/A | #N/A | #N/A | #N/A | #N/A | [8 empty] | 0 | 0 | 0 | 0
[12 empty] | 0 | 0 | #N/A | #N/A | #N/A | #N/A | #N/A | #N/A | #N/A | #N/A | #N/A | [8 empty] | 0 | 0 | 0 | 0
[12 empty] | 0 | 0 | #N/A | #N/A | #N/A | #N/A | #N/A | #N/A | #N/A | #N/A | #N/A | [8 empty] | 0 | 0 | 0 | 0
[12 empty] | 0 | 0 | #N/A | #N/A | #N/A | #N/A | #N/A | #N/A | #N/A | #N/A | #N/A | [8 empty] | 0 | 0 | 0 | 0
[12 empty] | 0 | 0 | #N/A | #N/A | #N/A | #N/A | #N/A | #N/A | #N/A | #N/A | #N/A | [8 empty] | 0 | 0 | 0 | 0
[12 empty] | 0 | 0 | #N/A | #N/A | #N/A | #N/A | #N/A | #N/A | #N/A | #N/A | #N/A | [8 empty] | 0 | 0 | 0 | 0
[12 empty] | 0 | 0 | #N/A | #N/A | #N/A | #N/A | #N/A | #N/A | #N/A | #N/A | #N/A | [8 empty] | 0 | 0 | 0 | 0
[12 empty] | 0 | 0 | #N/A | #N/A | #N/A | #N/A | #N/A | #N/A | #N/A | #N/A | #N/A | [8 empty] | 0 | 0 | 0 | 0
[12 empty] | 0 | 0 | #N/A | #N/A | #N/A | #N/A | #N/A | #N/A | #N/A | #N/A | #N/A | [8 empty] | 0 | 0 | 0 | 0
[12 empty] | 0 | 0 | #N/A | #N/A | #N/A | #N/A | #N/A | #N/A | #N/A | #N/A | #N/A | [8 empty] | 0 | 0 | 0 | 0
[12 empty] | 0 | 0 | #N/A | #N/A | #N/A | #N/A | #N/A | #N/A | #N/A | #N/A | #N/A | [8 empty] | 0 | 0 | 0 | 0
[12 empty] | 0 | 0 | #N/A | #N/A | #N/A | #N/A | #N/A | #N/A | #N/A | #N/A | #N/A | [8 empty] | 0 | 0 | 0 | 0
[12 empty] | 0 | 0 | #N/A | #N/A | #N/A | #N/A | #N/A | #N/A | #N/A | #N/A | #N/A | [8 empty] | 0 | 0 | 0 | 0
[12 empty] | 0 | 0 | #N/A | #N/A | #N/A | #N/A | #N/A | #N/A | #N/A | #N/A | #N/A | [8 empty] | 0 | 0 | 0 | 0
[12 empty] | 0 | 0 | #N/A | #N/A | #N/A | #N/A | #N/A | #N/A | #N/A | #N/A | #N/A | [8 empty] | 0 | 0 | 0 | 0
[12 empty] | 0 | 0 | #N/A | #N/A | #N/A | #N/A | #N/A | #N/A | #N/A | #N/A | #N/A | [8 empty] | 0 | 0 | 0 | 0
[12 empty] | 0 | 0 | #N/A | #N/A | #N/A | #N/A | #N/A | #N/A | #N/A | #N/A | #N/A | [8 empty] | 0 | 0 | 0 | 0
[12 empty] | 0 | 0 | #N/A | #N/A | #N/A | #N/A | #N/A | #N/A | #N/A | #N/A | #N/A | [8 empty] | 0 | 0 | 0 | 0
[12 empty] | 0 | 0 | #N/A | #N/A | #N/A | #N/A | #N/A | #N/A | #N/A | #N/A | #N/A | [8 empty] | 0 | 0 | 0 | 0
[12 empty] | 0 | 0 | #N/A | #N/A | #N/A | #N/A | #N/A | #N/A | #N/A | #N/A | #N/A | [8 empty] | 0 | 0 | 0 | 0
[12 empty] | 0 | 0 | #N/A | #N/A | #N/A | #N/A | #N/A | #N/A | #N/A | #N/A | #N/A | [8 empty] | 0 | 0 | 0 | 0
[12 empty] | 0 | 0 | #N/A | #N/A | #N/A | #N/A | #N/A | #N/A | #N/A | #N/A | #N/A | [8 empty] | 0 | 0 | 0 | 0
[12 empty] | 0 | 0 | #N/A | #N/A | #N/A | #N/A | #N/A | #N/A | #N/A | #N/A | #N/A | [8 empty] | 0 | 0 | 0 | 0
[12 empty] | 0 | 0 | #N/A | #N/A | #N/A | #N/A | #N/A | #N/A | #N/A | #N/A | #N/A | [8 empty] | 0 | 0 | 0 | 0
[12 empty] | 0 | 0 | #N/A | #N/A | #N/A | #N/A | #N/A | #N/A | #N/A | #N/A | #N/A | [8 empty] | 0 | 0 | 0 | 0
[12 empty] | 0 | 0 | #N/A | #N/A | #N/A | #N/A | #N/A | #N/A | #N/A | #N/A | #N/A | [8 empty] | 0 | 0 | 0 | 0
[12 empty] | 0 | 0 | #N/A | #N/A | #N/A | #N/A | #N/A | #N/A | #N/A | #N/A | #N/A | [8 empty] | 0 | 0 | 0 | 0
[12 empty] | 0 | 0 | #N/A | #N/A | #N/A | #N/A | #N/A | #N/A | #N/A | #N/A | #N/A | [8 empty] | 0 | 0 | 0 | 0
[12 empty] | 0 | 0 | #N/A | #N/A | #N/A | #N/A | #N/A | #N/A | #N/A | #N/A | #N/A | [8 empty] | 0 | 0 | 0 | 0
[12 empty] | 0 | 0 | #N/A | #N/A | #N/A | #N/A | #N/A | #N/A | #N/A | #N/A | #N/A | [8 empty] | 0 | 0 | 0 | 0
[12 empty] | 0 | 0 | #N/A | #N/A | #N/A | #N/A | #N/A | #N/A | #N/A | #N/A | #N/A | [8 empty] | 0 | 0 | 0 | 0
[12 empty] | 0 | 0 | #N/A | #N/A | #N/A | #N/A | #N/A | #N/A | #N/A | #N/A | #N/A | [8 empty] | 0 | 0 | 0 | 0
[12 empty] | 0 | 0 | #N/A | #N/A | #N/A | #N/A | #N/A | #N/A | #N/A | #N/A | #N/A | [8 empty] | 0 | 0 | 0 | 0
[12 empty] | 0 | 0 | #N/A | #N/A | #N/A | #N/A | #N/A | #N/A | #N/A | #N/A | #N/A | [8 empty] | 0 | 0 | 0 | 0
[12 empty] | 0 | 0 | #N/A | #N/A | #N/A | #N/A | #N/A | #N/A | #N/A | #N/A | #N/A | [8 empty] | 0 | 0 | 0 | 0
[12 empty] | 0 | 0 | #N/A | #N/A | #N/A | #N/A | #N/A | #N/A | #N/A | #N/A | #N/A | [8 empty] | 0 | 0 | 0 | 0
[12 empty] | 0 | 0 | #N/A | #N/A | #N/A | #N/A | #N/A | #N/A | #N/A | #N/A | #N/A | [8 empty] | 0 | 0 | 0 | 0
[12 empty] | 0 | 0 | #N/A | #N/A | #N/A | #N/A | #N/A | #N/A | #N/A | #N/A | #N/A | [8 empty] | 0 | 0 | 0 | 0
[12 empty] | 0 | 0 | #N/A | #N/A | #N/A | #N/A | #N/A | #N/A | #N/A | #N/A | #N/A | [8 empty] | 0 | 0 | 0 | 0
[12 empty] | 0 | 0 | #N/A | #N/A | #N/A | #N/A | #N/A | #N/A | #N/A | #N/A | #N/A | [8 empty] | 0 | 0 | 0 | 0
[12 empty] | 0 | 0 | #N/A | #N/A | #N/A | #N/A | #N/A | #N/A | #N/A | #N/A | #N/A | [8 empty] | 0 | 0 | 0 | 0
[12 empty] | 0 | 0 | #N/A | #N/A | #N/A | #N/A | #N/A | #N/A | #N/A | #N/A | #N/A | [8 empty] | 0 | 0 | 0 | 0
[12 empty] | 0 | 0 | #N/A | #N/A | #N/A | #N/A | #N/A | #N/A | #N/A | #N/A | #N/A | [8 empty] | 0 | 0 | 0 | 0
[12 empty] | 0 | 0 | #N/A | #N/A | #N/A | #N/A | #N/A | #N/A | #N/A | #N/A | #N/A | [8 empty] | 0 | 0 | 0 | 0
[12 empty] | 0 | 0 | #N/A | #N/A | #N/A | #N/A | #N/A | #N/A | #N/A | #N/A | #N/A | [8 empty] | 0 | 0 | 0 | 0
[12 empty] | 0 | 0 | #N/A | #N/A | #N/A | #N/A | #N/A | #N/A | #N/A | #N/A | #N/A | [8 empty] | 0 | 0 | 0 | 0
[12 empty] | 0 | 0 | #N/A | #N/A | #N/A | #N/A | #N/A | #N/A | #N/A | #N/A | #N/A | [8 empty] | 0 | 0 | 0 | 0
[12 empty] | 0 | 0 | #N/A | #N/A | #N/A | #N/A | #N/A | #N/A | #N/A | #N/A | #N/A | [8 empty] | 0 | 0 | 0 | 0
[12 empty] | 0 | 0 | #N/A | #N/A | #N/A | #N/A | #N/A | #N/A | #N/A | #N/A | #N/A | [8 empty] | 0 | 0 | 0 | 0
[12 empty] | 0 | 0 | #N/A | #N/A | #N/A | #N/A | #N/A | #N/A | #N/A | #N/A | #N/A | [8 empty] | 0 | 0 | 0 | 0
[12 empty] | 0 | 0 | #N/A | #N/A | #N/A | #N/A | #N/A | #N/A | #N/A | #N/A | #N/A | [8 empty] | 0 | 0 | 0 | 0
[12 empty] | 0 | 0 | #N/A | #N/A | #N/A | #N/A | #N/A | #N/A | #N/A | #N/A | #N/A | [8 empty] | 0 | 0 | 0 | 0
[12 empty] | 0 | 0 | #N/A | #N/A | #N/A | #N/A | #N/A | #N/A | #N/A | #N/A | #N/A | [8 empty] | 0 | 0 | 0 | 0
[12 empty] | 0 | 0 | #N/A | #N/A | #N/A | #N/A | #N/A | #N/A | #N/A | #N/A | #N/A | [8 empty] | 0 | 0 | 0 | 0
[12 empty] | 0 | 0 | #N/A | #N/A | #N/A | #N/A | #N/A | #N/A | #N/A | #N/A | #N/A | [8 empty] | 0 | 0 | 0 | 0
[12 empty] | 0 | 0 | #N/A | #N/A | #N/A | #N/A | #N/A | #N/A | #N/A | #N/A | #N/A | [8 empty] | 0 | 0 | 0 | 0
[12 empty] | 0 | 0 | #N/A | #N/A | #N/A | #N/A | #N/A | #N/A | #N/A | #N/A | #N/A | [8 empty] | 0 | 0 | 0 | 0
[12 empty] | 0 | 0 | #N/A | #N/A | #N/A | #N/A | #N/A | #N/A | #N/A | #N/A | #N/A | [8 empty] | 0 | 0 | 0 | 0
[12 empty] | 0 | 0 | #N/A | #N/A | #N/A | #N/A | #N/A | #N/A | #N/A | #N/A | #N/A | [8 empty] | 0 | 0 | 0 | 0
[12 empty] | 0 | 0 | #N/A | #N/A | #N/A | #N/A | #N/A | #N/A | #N/A | #N/A | #N/A | [8 empty] | 0 | 0 | 0 | 0
[12 empty] | 0 | 0 | #N/A | #N/A | #N/A | #N/A | #N/A | #N/A | #N/A | #N/A | #N/A | [8 empty] | 0 | 0 | 0 | 0
[12 empty] | 0 | 0 | #N/A | #N/A | #N/A | #N/A | #N/A | #N/A | #N/A | #N/A | #N/A | [8 empty] | 0 | 0 | 0 | 0
[12 empty] | 0 | 0 | #N/A | #N/A | #N/A | #N/A | #N/A | #N/A | #N/A | #N/A | #N/A | [8 empty] | 0 | 0 | 0 | 0
[12 empty] | 0 | 0 | #N/A | #N/A | #N/A | #N/A | #N/A | #N/A | #N/A | #N/A | #N/A | [8 empty] | 0 | 0 | 0 | 0
[12 empty] | 0 | 0 | #N/A | #N/A | #N/A | #N/A | #N/A | #N/A | #N/A | #N/A | #N/A | [8 empty] | 0 | 0 | 0 | 0
[12 empty] | 0 | 0 | #N/A | #N/A | #N/A | #N/A | #N/A | #N/A | #N/A | #N/A | #N/A | [8 empty] | 0 | 0 | 0 | 0
[12 empty] | 0 | 0 | #N/A | #N/A | #N/A | #N/A | #N/A | #N/A | #N/A | #N/A | #N/A | [8 empty] | 0 | 0 | 0 | 0
[12 empty] | 0 | 0 | #N/A | #N/A | #N/A | #N/A | #N/A | #N/A | #N/A | #N/A | #N/A | [8 empty] | 0 | 0 | 0 | 0
[12 empty] | 0 | 0 | #N/A | #N/A | #N/A | #N/A | #N/A | #N/A | #N/A | #N/A | #N/A | [8 empty] | 0 | 0 | 0 | 0
[12 empty] | 0 | 0 | #N/A | #N/A | #N/A | #N/A | #N/A | #N/A | #N/A | #N/A | #N/A | [8 empty] | 0 | 0 | 0 | 0
[12 empty] | 0 | 0 | #N/A | #N/A | #N/A | #N/A | #N/A | #N/A | #N/A | #N/A | #N/A | [8 empty] | 0 | 0 | 0 | 0
[12 empty] | 0 | 0 | #N/A | #N/A | #N/A | #N/A | #N/A | #N/A | #N/A | #N/A | #N/A | [8 empty] | 0 | 0 | 0 | 0
[12 empty] | 0 | 0 | #N/A | #N/A | #N/A | #N/A | #N/A | #N/A | #N/A | #N/A | #N/A | [8 empty] | 0 | 0 | 0 | 0
[12 empty] | 0 | 0 | #N/A | #N/A | #N/A | #N/A | #N/A | #N/A | #N/A | #N/A | #N/A | [8 empty] | 0 | 0 | 0 | 0
[12 empty] | 0 | 0 | #N/A | #N/A | #N/A | #N/A | #N/A | #N/A | #N/A | #N/A | #N/A | [8 empty] | 0 | 0 | 0 | 0
[12 empty] | 0 | 0 | #N/A | #N/A | #N/A | #N/A | #N/A | #N/A | #N/A | #N/A | #N/A | [8 empty] | 0 | 0 | 0 | 0
[12 empty] | 0 | 0 | #N/A | #N/A | #N/A | #N/A | #N/A | #N/A | #N/A | #N/A | #N/A | [8 empty] | 0 | 0 | 0 | 0
[12 empty] | 0 | 0 | #N/A | #N/A | #N/A | #N/A | #N/A | #N/A | #N/A | #N/A | #N/A | [8 empty] | 0 | 0 | 0 | 0
[12 empty] | 0 | 0 | #N/A | #N/A | #N/A | #N/A | #N/A | #N/A | #N/A | #N/A | #N/A | [8 empty] | 0 | 0 | 0 | 0
[12 empty] | 0 | 0 | #N/A | #N/A | #N/A | #N/A | #N/A | #N/A | #N/A | #N/A | #N/A | [8 empty] | 0 | 0 | 0 | 0
[12 empty] | 0 | 0 | #N/A | #N/A | #N/A | #N/A | #N/A | #N/A | #N/A | #N/A | #N/A | [8 empty] | 0 | 0 | 0 | 0
[12 empty] | 0 | 0 | #N/A | #N/A | #N/A | #N/A | #N/A | #N/A | #N/A | #N/A | #N/A | [8 empty] | 0 | 0 | 0 | 0
[12 empty] | 0 | 0 | #N/A | #N/A | #N/A | #N/A | #N/A | #N/A | #N/A | #N/A | #N/A | [8 empty] | 0 | 0 | 0 | 0
[12 empty] | 0 | 0 | #N/A | #N/A | #N/A | #N/A | #N/A | #N/A | #N/A | #N/A | #N/A | [8 empty] | 0 | 0 | 0 | 0
[12 empty] | 0 | 0 | #N/A | #N/A | #N/A | #N/A | #N/A | #N/A | #N/A | #N/A | #N/A | [8 empty] | 0 | 0 | 0 | 0
[12 empty] | 0 | 0 | #N/A | #N/A | #N/A | #N/A | #N/A | #N/A | #N/A | #N/A | #N/A | [8 empty] | 0 | 0 | 0 | 0
[12 empty] | 0 | 0 | #N/A | #N/A | #N/A | #N/A | #N/A | #N/A | #N/A | #N/A | #N/A | [8 empty] | 0 | 0 | 0 | 0
[12 empty] | 0 | 0 | #N/A | #N/A | #N/A | #N/A | #N/A | #N/A | #N/A | #N/A | #N/A | [8 empty] | 0 | 0 | 0 | 0
[12 empty] | 0 | 0 | #N/A | #N/A | #N/A | #N/A | #N/A | #N/A | #N/A | #N/A | #N/A | [8 empty] | 0 | 0 | 0 | 0
[12 empty] | 0 | 0 | #N/A | #N/A | #N/A | #N/A | #N/A | #N/A | #N/A | #N/A | #N/A | [8 empty] | 0 | 0 | 0 | 0
[12 empty] | 0 | 0 | #N/A | #N/A | #N/A | #N/A | #N/A | #N/A | #N/A | #N/A | #N/A | [8 empty] | 0 | 0 | 0 | 0
[12 empty] | 0 | 0 | #N/A | #N/A | #N/A | #N/A | #N/A | #N/A | #N/A | #N/A | #N/A | [8 empty] | 0 | 0 | 0 | 0
[12 empty] | 0 | 0 | #N/A | #N/A | #N/A | #N/A | #N/A | #N/A | #N/A | #N/A | #N/A | [8 empty] | 0 | 0 | 0 | 0
[12 empty] | 0 | 0 | #N/A | #N/A | #N/A | #N/A | #N/A | #N/A | #N/A | #N/A | #N/A | [8 empty] | 0 | 0 | 0 | 0
[12 empty] | 0 | 0 | #N/A | #N/A | #N/A | #N/A | #N/A | #N/A | #N/A | #N/A | #N/A | [8 empty] | 0 | 0 | 0 | 0
[12 empty] | 0 | 0 | #N/A | #N/A | #N/A | #N/A | #N/A | #N/A | #N/A | #N/A | #N/A | [8 empty] | 0 | 0 | 0 | 0
[12 empty] | 0 | 0 | #N/A | #N/A | #N/A | #N/A | #N/A | #N/A | #N/A | #N/A | #N/A | [8 empty] | 0 | 0 | 0 | 0
[12 empty] | 0 | 0 | #N/A | #N/A | #N/A | #N/A | #N/A | #N/A | #N/A | #N/A | #N/A | [8 empty] | 0 | 0 | 0 | 0
[12 empty] | 0 | 0 | #N/A | #N/A | #N/A | #N/A | #N/A | #N/A | #N/A | #N/A | #N/A | [8 empty] | 0 | 0 | 0 | 0
[12 empty] | 0 | 0 | #N/A | #N/A | #N/A | #N/A | #N/A | #N/A | #N/A | #N/A | #N/A | [8 empty] | 0 | 0 | 0 | 0
[12 empty] | 0 | 0 | #N/A | #N/A | #N/A | #N/A | #N/A | #N/A | #N/A | #N/A | #N/A | [8 empty] | 0 | 0 | 0 | 0
[12 empty] | 0 | 0 | #N/A | #N/A | #N/A | #N/A | #N/A | #N/A | #N/A | #N/A | #N/A | [8 empty] | 0 | 0 | 0 | 0
[12 empty] | 0 | 0 | #N/A | #N/A | #N/A | #N/A | #N/A | #N/A | #N/A | #N/A | #N/A | [8 empty] | 0 | 0 | 0 | 0
[12 empty] | 0 | 0 | #N/A | #N/A | #N/A | #N/A | #N/A | #N/A | #N/A | #N/A | #N/A | [8 empty] | 0 | 0 | 0 | 0
[12 empty] | 0 | 0 | #N/A | #N/A | #N/A | #N/A | #N/A | #N/A | #N/A | #N/A | #N/A | [8 empty] | 0 | 0 | 0 | 0
[12 empty] | 0 | 0 | #N/A | #N/A | #N/A | #N/A | #N/A | #N/A | #N/A | #N/A | #N/A | [8 empty] | 0 | 0 | 0 | 0
[12 empty] | 0 | 0 | #N/A | #N/A | #N/A | #N/A | #N/A | #N/A | #N/A | #N/A | #N/A | [8 empty] | 0 | 0 | 0 | 0
[12 empty] | 0 | 0 | #N/A | #N/A | #N/A | #N/A | #N/A | #N/A | #N/A | #N/A | #N/A | [8 empty] | 0 | 0 | 0 | 0
[12 empty] | 0 | 0 | #N/A | #N/A | #N/A | #N/A | #N/A | #N/A | #N/A | #N/A | #N/A | [8 empty] | 0 | 0 | 0 | 0
[12 empty] | 0 | 0 | #N/A | #N/A | #N/A | #N/A | #N/A | #N/A | #N/A | #N/A | #N/A | [8 empty] | 0 | 0 | 0 | 0
[12 empty] | 0 | 0 | #N/A | #N/A | #N/A | #N/A | #N/A | #N/A | #N/A | #N/A | #N/A | [8 empty] | 0 | 0 | 0 | 0
[12 empty] | 0 | 0 | #N/A | #N/A | #N/A | #N/A | #N/A | #N/A | #N/A | #N/A | #N/A | [8 empty] | 0 | 0 | 0 | 0
[12 empty] | 0 | 0 | #N/A | #N/A | #N/A | #N/A | #N/A | #N/A | #N/A | #N/A | #N/A | [8 empty] | 0 | 0 | 0 | 0
[12 empty] | 0 | 0 | #N/A | #N/A | #N/A | #N/A | #N/A | #N/A | #N/A | #N/A | #N/A | [8 empty] | 0 | 0 | 0 | 0
[12 empty] | 0 | 0 | #N/A | #N/A | #N/A | #N/A | #N/A | #N/A | #N/A | #N/A | #N/A | [8 empty] | 0 | 0 | 0 | 0
[12 empty] | 0 | 0 | #N/A | #N/A | #N/A | #N/A | #N/A | #N/A | #N/A | #N/A | #N/A | [8 empty] | 0 | 0 | 0 | 0
[12 empty] | 0 | 0 | #N/A | #N/A | #N/A | #N/A | #N/A | #N/A | #N/A | #N/A | #N/A | [8 empty] | 0 | 0 | 0 | 0
[12 empty] | 0 | 0 | #N/A | #N/A | #N/A | #N/A | #N/A | #N/A | #N/A | #N/A | #N/A | [8 empty] | 0 | 0 | 0 | 0
[12 empty] | 0 | 0 | #N/A | #N/A | #N/A | #N/A | #N/A | #N/A | #N/A | #N/A | #N/A | [8 empty] | 0 | 0 | 0 | 0
[12 empty] | 0 | 0 | #N/A | #N/A | #N/A | #N/A | #N/A | #N/A | #N/A | #N/A | #N/A | [8 empty] | 0 | 0 | 0 | 0
[12 empty] | 0 | 0 | #N/A | #N/A | #N/A | #N/A | #N/A | #N/A | #N/A | #N/A | #N/A | [8 empty] | 0 | 0 | 0 | 0
[12 empty] | 0 | 0 | #N/A | #N/A | #N/A | #N/A | #N/A | #N/A | #N/A | #N/A | #N/A | [8 empty] | 0 | 0 | 0 | 0
[12 empty] | 0 | 0 | #N/A | #N/A | #N/A | #N/A | #N/A | #N/A | #N/A | #N/A | #N/A | [8 empty] | 0 | 0 | 0 | 0
[12 empty] | 0 | 0 | #N/A | #N/A | #N/A | #N/A | #N/A | #N/A | #N/A | #N/A | #N/A | [8 empty] | 0 | 0 | 0 | 0
[12 empty] | 0 | 0 | #N/A | #N/A | #N/A | #N/A | #N/A | #N/A | #N/A | #N/A | #N/A | [8 empty] | 0 | 0 | 0 | 0
[12 empty] | 0 | 0 | #N/A | #N/A | #N/A | #N/A | #N/A | #N/A | #N/A | #N/A | #N/A | [8 empty] | 0 | 0 | 0 | 0
[12 empty] | 0 | 0 | #N/A | #N/A | #N/A | #N/A | #N/A | #N/A | #N/A | #N/A | #N/A | [8 empty] | 0 | 0 | 0 | 0
[12 empty] | 0 | 0 | #N/A | #N/A | #N/A | #N/A | #N/A | #N/A | #N/A | #N/A | #N/A | [8 empty] | 0 | 0 | 0 | 0
[12 empty] | 0 | 0 | #N/A | #N/A | #N/A | #N/A | #N/A | #N/A | #N/A | #N/A | #N/A | [8 empty] | 0 | 0 | 0 | 0
[12 empty] | 0 | 0 | #N/A | #N/A | #N/A | #N/A | #N/A | #N/A | #N/A | #N/A | #N/A | [8 empty] | 0 | 0 | 0 | 0
[12 empty] | 0 | 0 | #N/A | #N/A | #N/A | #N/A | #N/A | #N/A | #N/A | #N/A | #N/A | [8 empty] | 0 | 0 | 0 | 0
[12 empty] | 0 | 0 | #N/A | #N/A | #N/A | #N/A | #N/A | #N/A | #N/A | #N/A | #N/A | [8 empty] | 0 | 0 | 0 | 0
[12 empty] | 0 | 0 | #N/A | #N/A | #N/A | #N/A | #N/A | #N/A | #N/A | #N/A | #N/A | [8 empty] | 0 | 0 | 0 | 0
[12 empty] | 0 | 0 | #N/A | #N/A | #N/A | #N/A | #N/A | #N/A | #N/A | #N/A | #N/A | [8 empty] | 0 | 0 | 0 | 0
[12 empty] | 0 | 0 | #N/A | #N/A | #N/A | #N/A | #N/A | #N/A | #N/A | #N/A | #N/A | [8 empty] | 0 | 0 | 0 | 0
[12 empty] | 0 | 0 | #N/A | #N/A | #N/A | #N/A | #N/A | #N/A | #N/A | #N/A | #N/A | [8 empty] | 0 | 0 | 0 | 0
[12 empty] | 0 | 0 | #N/A | #N/A | #N/A | #N/A | #N/A | #N/A | #N/A | #N/A | #N/A | [8 empty] | 0 | 0 | 0 | 0
[12 empty] | 0 | 0 | #N/A | #N/A | #N/A | #N/A | #N/A | #N/A | #N/A | #N/A | #N/A | [8 empty] | 0 | 0 | 0 | 0
[12 empty] | 0 | 0 | #N/A | #N/A | #N/A | #N/A | #N/A | #N/A | #N/A | #N/A | #N/A | [8 empty] | 0 | 0 | 0 | 0
[12 empty] | 0 | 0 | #N/A | #N/A | #N/A | #N/A | #N/A | #N/A | #N/A | #N/A | #N/A | [8 empty] | 0 | 0 | 0 | 0
[12 empty] | 0 | 0 | #N/A | #N/A | #N/A | #N/A | #N/A | #N/A | #N/A | #N/A | #N/A | [8 empty] | 0 | 0 | 0 | 0
[12 empty] | 0 | 0 | #N/A | #N/A | #N/A | #N/A | #N/A | #N/A | #N/A | #N/A | #N/A | [8 empty] | 0 | 0 | 0 | 0
[12 empty] | 0 | 0 | #N/A | #N/A | #N/A | #N/A | #N/A | #N/A | #N/A | #N/A | #N/A | [8 empty] | 0 | 0 | 0 | 0
[12 empty] | 0 | 0 | #N/A | #N/A | #N/A | #N/A | #N/A | #N/A | #N/A | #N/A | #N/A | [8 empty] | 0 | 0 | 0 | 0
[12 empty] | 0 | 0 | #N/A | #N/A | #N/A | #N/A | #N/A | #N/A | #N/A | #N/A | #N/A | [8 empty] | 0 | 0 | 0 | 0
[12 empty] | 0 | 0 | #N/A | #N/A | #N/A | #N/A | #N/A | #N/A | #N/A | #N/A | #N/A | [8 empty] | 0 | 0 | 0 | 0
[12 empty] | 0 | 0 | #N/A | #N/A | #N/A | #N/A | #N/A | #N/A | #N/A | #N/A | #N/A | [8 empty] | 0 | 0 | 0 | 0
[12 empty] | 0 | 0 | #N/A | #N/A | #N/A | #N/A | #N/A | #N/A | #N/A | #N/A | #N/A | [8 empty] | 0 | 0 | 0 | 0
[12 empty] | 0 | 0 | #N/A | #N/A | #N/A | #N/A | #N/A | #N/A | #N/A | #N/A | #N/A | [8 empty] | 0 | 0 | 0 | 0
[12 empty] | 0 | 0 | #N/A | #N/A | #N/A | #N/A | #N/A | #N/A | #N/A | #N/A | #N/A | [8 empty] | 0 | 0 | 0 | 0
[12 empty] | 0 | 0 | #N/A | #N/A | #N/A | #N/A | #N/A | #N/A | #N/A | #N/A | #N/A | [8 empty] | 0 | 0 | 0 | 0
[12 empty] | 0 | 0 | #N/A | #N/A | #N/A | #N/A | #N/A | #N/A | #N/A | #N/A | #N/A | [8 empty] | 0 | 0 | 0 | 0
[12 empty] | 0 | 0 | #N/A | #N/A | #N/A | #N/A | #N/A | #N/A | #N/A | #N/A | #N/A | [8 empty] | 0 | 0 | 0 | 0
[12 empty] | 0 | 0 | #N/A | #N/A | #N/A | #N/A | #N/A | #N/A | #N/A | #N/A | #N/A | [8 empty] | 0 | 0 | 0 | 0
[12 empty] | 0 | 0 | #N/A | #N/A | #N/A | #N/A | #N/A | #N/A | #N/A | #N/A | #N/A | [8 empty] | 0 | 0 | 0 | 0
[12 empty] | 0 | 0 | #N/A | #N/A | #N/A | #N/A | #N/A | #N/A | #N/A | #N/A | #N/A | [8 empty] | 0 | 0 | 0 | 0
[12 empty] | 0 | 0 | #N/A | #N/A | #N/A | #N/A | #N/A | #N/A | #N/A | #N/A | #N/A | [8 empty] | 0 | 0 | 0 | 0
[12 empty] | 0 | 0 | #N/A | #N/A | #N/A | #N/A | #N/A | #N/A | #N/A | #N/A | #N/A | [8 empty] | 0 | 0 | 0 | 0
[12 empty] | 0 | 0 | #N/A | #N/A | #N/A | #N/A | #N/A | #N/A | #N/A | #N/A | #N/A | [8 empty] | 0 | 0 | 0 | 0
[12 empty] | 0 | 0 | #N/A | #N/A | #N/A | #N/A | #N/A | #N/A | #N/A | #N/A | #N/A | [8 empty] | 0 | 0 | 0 | 0
[12 empty] | 0 | 0 | #N/A | #N/A | #N/A | #N/A | #N/A | #N/A | #N/A | #N/A | #N/A | [8 empty] | 0 | 0 | 0 | 0
[12 empty] | 0 | 0 | #N/A | #N/A | #N/A | #N/A | #N/A | #N/A | #N/A | #N/A | #N/A | [8 empty] | 0 | 0 | 0 | 0
[12 empty] | 0 | 0 | #N/A | #N/A | #N/A | #N/A | #N/A | #N/A | #N/A | #N/A | #N/A | [8 empty] | 0 | 0 | 0 | 0
[12 empty] | 0 | 0 | #N/A | #N/A | #N/A | #N/A | #N/A | #N/A | #N/A | #N/A | #N/A | [8 empty] | 0 | 0 | 0 | 0
[12 empty] | 0 | 0 | #N/A | #N/A | #N/A | #N/A | #N/A | #N/A | #N/A | #N/A | #N/A | [8 empty] | 0 | 0 | 0 | 0
[12 empty] | 0 | 0 | #N/A | #N/A | #N/A | #N/A | #N/A | #N/A | #N/A | #N/A | #N/A | [8 empty] | 0 | 0 | 0 | 0
[12 empty] | 0 | 0 | #N/A | #N/A | #N/A | #N/A | #N/A | #N/A | #N/A | #N/A | #N/A | [8 empty] | 0 | 0 | 0 | 0
[12 empty] | 0 | 0 | #N/A | #N/A | #N/A | #N/A | #N/A | #N/A | #N/A | #N/A | #N/A | [8 empty] | 0 | 0 | 0 | 0
[12 empty] | 0 | 0 | #N/A | #N/A | #N/A | #N/A | #N/A | #N/A | #N/A | #N/A | #N/A | [8 empty] | 0 | 0 | 0 | 0
[12 empty] | 0 | 0 | #N/A | #N/A | #N/A | #N/A | #N/A | #N/A | #N/A | #N/A | #N/A | [8 empty] | 0 | 0 | 0 | 0
[12 empty] | 0 | 0 | #N/A | #N/A | #N/A | #N/A | #N/A | #N/A | #N/A | #N/A | #N/A | [8 empty] | 0 | 0 | 0 | 0
[12 empty] | 0 | 0 | #N/A | #N/A | #N/A | #N/A | #N/A | #N/A | #N/A | #N/A | #N/A | [8 empty] | 0 | 0 | 0 | 0
[12 empty] | 0 | 0 | #N/A | #N/A | #N/A | #N/A | #N/A | #N/A | #N/A | #N/A | #N/A | [8 empty] | 0 | 0 | 0 | 0
[12 empty] | 0 | 0 | #N/A | #N/A | #N/A | #N/A | #N/A | #N/A | #N/A | #N/A | #N/A | [8 empty] | 0 | 0 | 0 | 0
[12 empty] | 0 | 0 | #N/A | #N/A | #N/A | #N/A | #N/A | #N/A | #N/A | #N/A | #N/A | [8 empty] | 0 | 0 | 0 | 0
[12 empty] | 0 | 0 | #N/A | #N/A | #N/A | #N/A | #N/A | #N/A | #N/A | #N/A | #N/A | [8 empty] | 0 | 0 | 0 | 0
[12 empty] | 0 | 0 | #N/A | #N/A | #N/A | #N/A | #N/A | #N/A | #N/A | #N/A | #N/A | [8 empty] | 0 | 0 | 0 | 0
[12 empty] | 0 | 0 | #N/A | #N/A | #N/A | #N/A | #N/A | #N/A | #N/A | #N/A | #N/A | [8 empty] | 0 | 0 | 0 | 0
[12 empty] | 0 | 0 | #N/A | #N/A | #N/A | #N/A | #N/A | #N/A | #N/A | #N/A | #N/A | [8 empty] | 0 | 0 | 0 | 0
[12 empty] | 0 | 0 | #N/A | #N/A | #N/A | #N/A | #N/A | #N/A | #N/A | #N/A | #N/A | [8 empty] | 0 | 0 | 0 | 0
[12 empty] | 0 | 0 | #N/A | #N/A | #N/A | #N/A | #N/A | #N/A | #N/A | #N/A | #N/A | [8 empty] | 0 | 0 | 0 | 0
[12 empty] | 0 | 0 | #N/A | #N/A | #N/A | #N/A | #N/A | #N/A | #N/A | #N/A | #N/A | [8 empty] | 0 | 0 | 0 | 0
[12 empty] | 0 | 0 | #N/A | #N/A | #N/A | #N/A | #N/A | #N/A | #N/A | #N/A | #N/A | [8 empty] | 0 | 0 | 0 | 0
[12 empty] | 0 | 0 | #N/A | #N/A | #N/A | #N/A | #N/A | #N/A | #N/A | #N/A | #N/A | [8 empty] | 0 | 0 | 0 | 0
[12 empty] | 0 | 0 | #N/A | #N/A | #N/A | #N/A | #N/A | #N/A | #N/A | #N/A | #N/A | [8 empty] | 0 | 0 | 0 | 0
[12 empty] | 0 | 0 | #N/A | #N/A | #N/A | #N/A | #N/A | #N/A | #N/A | #N/A | #N/A | [8 empty] | 0 | 0 | 0 | 0
[12 empty] | 0 | 0 | #N/A | #N/A | #N/A | #N/A | #N/A | #N/A | #N/A | #N/A | #N/A | [8 empty] | 0 | 0 | 0 | 0
[12 empty] | 0 | 0 | #N/A | #N/A | #N/A | #N/A | #N/A | #N/A | #N/A | #N/A | #N/A | [8 empty] | 0 | 0 | 0 | 0
[12 empty] | 0 | 0 | #N/A | #N/A | #N/A | #N/A | #N/A | #N/A | #N/A | #N/A | #N/A | [8 empty] | 0 | 0 | 0 | 0
[12 empty] | 0 | 0 | #N/A | #N/A | #N/A | #N/A | #N/A | #N/A | #N/A | #N/A | #N/A | [8 empty] | 0 | 0 | 0 | 0
[12 empty] | 0 | 0 | #N/A | #N/A | #N/A | #N/A | #N/A | #N/A | #N/A | #N/A | #N/A | [8 empty] | 0 | 0 | 0 | 0
[12 empty] | 0 | 0 | #N/A | #N/A | #N/A | #N/A | #N/A | #N/A | #N/A | #N/A | #N/A | [8 empty] | 0 | 0 | 0 | 0
[12 empty] | 0 | 0 | #N/A | #N/A | #N/A | #N/A | #N/A | #N/A | #N/A | #N/A | #N/A | [8 empty] | 0 | 0 | 0 | 0
[12 empty] | 0 | 0 | #N/A | #N/A | #N/A | #N/A | #N/A | #N/A | #N/A | #N/A | #N/A | [8 empty] | 0 | 0 | 0 | 0
[12 empty] | 0 | 0 | #N/A | #N/A | #N/A | #N/A | #N/A | #N/A | #N/A | #N/A | #N/A | [8 empty] | 0 | 0 | 0 | 0
[12 empty] | 0 | 0 | #N/A | #N/A | #N/A | #N/A | #N/A | #N/A | #N/A | #N/A | #N/A | [8 empty] | 0 | 0 | 0 | 0
[12 empty] | 0 | 0 | #N/A | #N/A | #N/A | #N/A | #N/A | #N/A | #N/A | #N/A | #N/A | [8 empty] | 0 | 0 | 0 | 0
[12 empty] | 0 | 0 | #N/A | #N/A | #N/A | #N/A | #N/A | #N/A | #N/A | #N/A | #N/A | [8 empty] | 0 | 0 | 0 | 0
[12 empty] | 0 | 0 | #N/A | #N/A | #N/A | #N/A | #N/A | #N/A | #N/A | #N/A | #N/A | [8 empty] | 0 | 0 | 0 | 0
[12 empty] | 0 | 0 | #N/A | #N/A | #N/A | #N/A | #N/A | #N/A | #N/A | #N/A | #N/A | [8 empty] | 0 | 0 | 0 | 0
[12 empty] | 0 | 0 | #N/A | #N/A | #N/A | #N/A | #N/A | #N/A | #N/A | #N/A | #N/A | [8 empty] | 0 | 0 | 0 | 0
[12 empty] | 0 | 0 | #N/A | #N/A | #N/A | #N/A | #N/A | #N/A | #N/A | #N/A | #N/A | [8 empty] | 0 | 0 | 0 | 0
[12 empty] | 0 | 0 | #N/A | #N/A | #N/A | #N/A | #N/A | #N/A | #N/A | #N/A | #N/A | [8 empty] | 0 | 0 | 0 | 0
[12 empty] | 0 | 0 | #N/A | #N/A | #N/A | #N/A | #N/A | #N/A | #N/A | #N/A | #N/A | [8 empty] | 0 | 0 | 0 | 0
[12 empty] | 0 | 0 | #N/A | #N/A | #N/A | #N/A | #N/A | #N/A | #N/A | #N/A | #N/A | [8 empty] | 0 | 0 | 0 | 0
[12 empty] | 0 | 0 | #N/A | #N/A | #N/A | #N/A | #N/A | #N/A | #N/A | #N/A | #N/A | [8 empty] | 0 | 0 | 0 | 0
[12 empty] | 0 | 0 | #N/A | #N/A | #N/A | #N/A | #N/A | #N/A | #N/A | #N/A | #N/A | [8 empty] | 0 | 0 | 0 | 0
[12 empty] | 0 | 0 | #N/A | #N/A | #N/A | #N/A | #N/A | #N/A | #N/A | #N/A | #N/A | [8 empty] | 0 | 0 | 0 | 0
[12 empty] | 0 | 0 | #N/A | #N/A | #N/A | #N/A | #N/A | #N/A | #N/A | #N/A | #N/A | [8 empty] | 0 | 0 | 0 | 0
[12 empty] | 0 | 0 | #N/A | #N/A | #N/A | #N/A | #N/A | #N/A | #N/A | #N/A | #N/A | [8 empty] | 0 | 0 | 0 | 0
[12 empty] | 0 | 0 | #N/A | #N/A | #N/A | #N/A | #N/A | #N/A | #N/A | #N/A | #N/A | [8 empty] | 0 | 0 | 0 | 0
[12 empty] | 0 | 0 | #N/A | #N/A | #N/A | #N/A | #N/A | #N/A | #N/A | #N/A | #N/A | [8 empty] | 0 | 0 | 0 | 0
[12 empty] | 0 | 0 | #N/A | #N/A | #N/A | #N/A | #N/A | #N/A | #N/A | #N/A | #N/A | [8 empty] | 0 | 0 | 0 | 0
[12 empty] | 0 | 0 | #N/A | #N/A | #N/A | #N/A | #N/A | #N/A | #N/A | #N/A | #N/A | [8 empty] | 0 | 0 | 0 | 0
[12 empty] | 0 | 0 | #N/A | #N/A | #N/A | #N/A | #N/A | #N/A | #N/A | #N/A | #N/A | [8 empty] | 0 | 0 | 0 | 0
[12 empty] | 0 | 0 | #N/A | #N/A | #N/A | #N/A | #N/A | #N/A | #N/A | #N/A | #N/A | [8 empty] | 0 | 0 | 0 | 0
[12 empty] | 0 | 0 | #N/A | #N/A | #N/A | #N/A | #N/A | #N/A | #N/A | #N/A | #N/A | [8 empty] | 0 | 0 | 0 | 0
[12 empty] | 0 | 0 | #N/A | #N/A | #N/A | #N/A | #N/A | #N/A | #N/A | #N/A | #N/A | [8 empty] | 0 | 0 | 0 | 0
[12 empty] | 0 | 0 | #N/A | #N/A | #N/A | #N/A | #N/A | #N/A | #N/A | #N/A | #N/A | [8 empty] | 0 | 0 | 0 | 0
[12 empty] | 0 | 0 | #N/A | #N/A | #N/A | #N/A | #N/A | #N/A | #N/A | #N/A | #N/A | [8 empty] | 0 | 0 | 0 | 0
[12 empty] | 0 | 0 | #N/A | #N/A | #N/A | #N/A | #N/A | #N/A | #N/A | #N/A | #N/A | [8 empty] | 0 | 0 | 0 | 0
[12 empty] | 0 | 0 | #N/A | #N/A | #N/A | #N/A | #N/A | #N/A | #N/A | #N/A | #N/A | [8 empty] | 0 | 0 | 0 | 0
[12 empty] | 0 | 0 | #N/A | #N/A | #N/A | #N/A | #N/A | #N/A | #N/A | #N/A | #N/A | [8 empty] | 0 | 0 | 0 | 0
[12 empty] | 0 | 0 | #N/A | #N/A | #N/A | #N/A | #N/A | #N/A | #N/A | #N/A | #N/A | [8 empty] | 0 | 0 | 0 | 0
[12 empty] | 0 | 0 | #N/A | #N/A | #N/A | #N/A | #N/A | #N/A | #N/A | #N/A | #N/A | [8 empty] | 0 | 0 | 0 | 0
[12 empty] | 0 | 0 | #N/A | #N/A | #N/A | #N/A | #N/A | #N/A | #N/A | #N/A | #N/A | [8 empty] | 0 | 0 | 0 | 0
[12 empty] | 0 | 0 | #N/A | #N/A | #N/A | #N/A | #N/A | #N/A | #N/A | #N/A | #N/A | [8 empty] | 0 | 0 | 0 | 0
[12 empty] | 0 | 0 | #N/A | #N/A | #N/A | #N/A | #N/A | #N/A | #N/A | #N/A | #N/A | [8 empty] | 0 | 0 | 0 | 0
[12 empty] | 0 | 0 | #N/A | #N/A | #N/A | #N/A | #N/A | #N/A | #N/A | #N/A | #N/A | [8 empty] | 0 | 0 | 0 | 0
[12 empty] | 0 | 0 | #N/A | #N/A | #N/A | #N/A | #N/A | #N/A | #N/A | #N/A | #N/A | [8 empty] | 0 | 0 | 0 | 0
[12 empty] | 0 | 0 | #N/A | #N/A | #N/A | #N/A | #N/A | #N/A | #N/A | #N/A | #N/A | [8 empty] | 0 | 0 | 0 | 0
[12 empty] | 0 | 0 | #N/A | #N/A | #N/A | #N/A | #N/A | #N/A | #N/A | #N/A | #N/A | [8 empty] | 0 | 0 | 0 | 0
[12 empty] | 0 | 0 | #N/A | #N/A | #N/A | #N/A | #N/A | #N/A | #N/A | #N/A | #N/A | [8 empty] | 0 | 0 | 0 | 0
[12 empty] | 0 | 0 | #N/A | #N/A | #N/A | #N/A | #N/A | #N/A | #N/A | #N/A | #N/A | [8 empty] | 0 | 0 | 0 | 0
[12 empty] | 0 | 0 | #N/A | #N/A | #N/A | #N/A | #N/A | #N/A | #N/A | #N/A | #N/A | [8 empty] | 0 | 0 | 0 | 0
[12 empty] | 0 | 0 | #N/A | #N/A | #N/A | #N/A | #N/A | #N/A | #N/A | #N/A | #N/A | [8 empty] | 0 | 0 | 0 | 0
[12 empty] | 0 | 0 | #N/A | #N/A | #N/A | #N/A | #N/A | #N/A | #N/A | #N/A | #N/A | [8 empty] | 0 | 0 | 0 | 0
[12 empty] | 0 | 0 | #N/A | #N/A | #N/A | #N/A | #N/A | #N/A | #N/A | #N/A | #N/A | [8 empty] | 0 | 0 | 0 | 0
[12 empty] | 0 | 0 | #N/A | #N/A | #N/A | #N/A | #N/A | #N/A | #N/A | #N/A | #N/A | [8 empty] | 0 | 0 | 0 | 0
[12 empty] | 0 | 0 | #N/A | #N/A | #N/A | #N/A | #N/A | #N/A | #N/A | #N/A | #N/A | [8 empty] | 0 | 0 | 0 | 0
[12 empty] | 0 | 0 | #N/A | #N/A | #N/A | #N/A | #N/A | #N/A | #N/A | #N/A | #N/A | [8 empty] | 0 | 0 | 0 | 0
[12 empty] | 0 | 0 | #N/A | #N/A | #N/A | #N/A | #N/A | #N/A | #N/A | #N/A | #N/A | [8 empty] | 0 | 0 | 0 | 0
[12 empty] | 0 | 0 | #N/A | #N/A | #N/A | #N/A | #N/A | #N/A | #N/A | #N/A | #N/A | [8 empty] | 0 | 0 | 0 | 0
[12 empty] | 0 | 0 | #N/A | #N/A | #N/A | #N/A | #N/A | #N/A | #N/A | #N/A | #N/A | [8 empty] | 0 | 0 | 0 | 0
[12 empty] | 0 | 0 | #N/A | #N/A | #N/A | #N/A | #N/A | #N/A | #N/A | #N/A | #N/A | [8 empty] | 0 | 0 | 0 | 0
[12 empty] | 0 | 0 | #N/A | #N/A | #N/A | #N/A | #N/A | #N/A | #N/A | #N/A | #N/A | [8 empty] | 0 | 0 | 0 | 0
[12 empty] | 0 | 0 | #N/A | #N/A | #N/A | #N/A | #N/A | #N/A | #N/A | #N/A | #N/A | [8 empty] | 0 | 0 | 0 | 0
[12 empty] | 0 | 0 | #N/A | #N/A | #N/A | #N/A | #N/A | #N/A | #N/A | #N/A | #N/A | [8 empty] | 0 | 0 | 0 | 0
[12 empty] | 0 | 0 | #N/A | #N/A | #N/A | #N/A | #N/A | #N/A | #N/A | #N/A | #N/A | [8 empty] | 0 | 0 | 0 | 0
[12 empty] | 0 | 0 | #N/A | #N/A | #N/A | #N/A | #N/A | #N/A | #N/A | #N/A | #N/A | [8 empty] | 0 | 0 | 0 | 0
[12 empty] | 0 | 0 | #N/A | #N/A | #N/A | #N/A | #N/A | #N/A | #N/A | #N/A | #N/A | [8 empty] | 0 | 0 | 0 | 0
[12 empty] | 0 | 0 | #N/A | #N/A | #N/A | #N/A | #N/A | #N/A | #N/A | #N/A | #N/A | [8 empty] | 0 | 0 | 0 | 0
[12 empty] | 0 | 0 | #N/A | #N/A | #N/A | #N/A | #N/A | #N/A | #N/A | #N/A | #N/A | [8 empty] | 0 | 0 | 0 | 0
[12 empty] | 0 | 0 | #N/A | #N/A | #N/A | #N/A | #N/A | #N/A | #N/A | #N/A | #N/A | [8 empty] | 0 | 0 | 0 | 0
[12 empty] | 0 | 0 | #N/A | #N/A | #N/A | #N/A | #N/A | #N/A | #N/A | #N/A | #N/A | [8 empty] | 0 | 0 | 0 | 0
[12 empty] | 0 | 0 | #N/A | #N/A | #N/A | #N/A | #N/A | #N/A | #N/A | #N/A | #N/A | [8 empty] | 0 | 0 | 0 | 0
[12 empty] | 0 | 0 | #N/A | #N/A | #N/A | #N/A | #N/A | #N/A | #N/A | #N/A | #N/A | [8 empty] | 0 | 0 | 0 | 0
[12 empty] | 0 | 0 | #N/A | #N/A | #N/A | #N/A | #N/A | #N/A | #N/A | #N/A | #N/A | [8 empty] | 0 | 0 | 0 | 0
[12 empty] | 0 | 0 | #N/A | #N/A | #N/A | #N/A | #N/A | #N/A | #N/A | #N/A | #N/A | [8 empty] | 0 | 0 | 0 | 0
[12 empty] | 0 | 0 | #N/A | #N/A | #N/A | #N/A | #N/A | #N/A | #N/A | #N/A | #N/A | [8 empty] | 0 | 0 | 0 | 0
[12 empty] | 0 | 0 | #N/A | #N/A | #N/A | #N/A | #N/A | #N/A | #N/A | #N/A | #N/A | [8 empty] | 0 | 0 | 0 | 0
[12 empty] | 0 | 0 | #N/A | #N/A | #N/A | #N/A | #N/A | #N/A | #N/A | #N/A | #N/A | [8 empty] | 0 | 0 | 0 | 0
[12 empty] | 0 | 0 | #N/A | #N/A | #N/A | #N/A | #N/A | #N/A | #N/A | #N/A | #N/A | [8 empty] | 0 | 0 | 0 | 0
[12 empty] | 0 | 0 | #N/A | #N/A | #N/A | #N/A | #N/A | #N/A | #N/A | #N/A | #N/A | [8 empty] | 0 | 0 | 0 | 0
[12 empty] | 0 | 0 | #N/A | #N/A | #N/A | #N/A | #N/A | #N/A | #N/A | #N/A | #N/A | [8 empty] | 0 | 0 | 0 | 0
[12 empty] | 0 | 0 | #N/A | #N/A | #N/A | #N/A | #N/A | #N/A | #N/A | #N/A | #N/A | [8 empty] | 0 | 0 | 0 | 0
[12 empty] | 0 | 0 | #N/A | #N/A | #N/A | #N/A | #N/A | #N/A | #N/A | #N/A | #N/A | [8 empty] | 0 | 0 | 0 | 0
[12 empty] | 0 | 0 | #N/A | #N/A | #N/A | #N/A | #N/A | #N/A | #N/A | #N/A | #N/A | [8 empty] | 0 | 0 | 0 | 0
[12 empty] | 0 | 0 | #N/A | #N/A | #N/A | #N/A | #N/A | #N/A | #N/A | #N/A | #N/A | [8 empty] | 0 | 0 | 0 | 0
[12 empty] | 0 | 0 | #N/A | #N/A | #N/A | #N/A | #N/A | #N/A | #N/A | #N/A | #N/A | [8 empty] | 0 | 0 | 0 | 0
[12 empty] | 0 | 0 | #N/A | #N/A | #N/A | #N/A | #N/A | #N/A | #N/A | #N/A | #N/A | [8 empty] | 0 | 0 | 0 | 0
[12 empty] | 0 | 0 | #N/A | #N/A | #N/A | #N/A | #N/A | #N/A | #N/A | #N/A | #N/A | [8 empty] | 0 | 0 | 0 | 0
[12 empty] | 0 | 0 | #N/A | #N/A | #N/A | #N/A | #N/A | #N/A | #N/A | #N/A | #N/A | [8 empty] | 0 | 0 | 0 | 0
[12 empty] | 0 | 0 | #N/A | #N/A | #N/A | #N/A | #N/A | #N/A | #N/A | #N/A | #N/A | [8 empty] | 0 | 0 | 0 | 0
[12 empty] | 0 | 0 | #N/A | #N/A | #N/A | #N/A | #N/A | #N/A | #N/A | #N/A | #N/A | [8 empty] | 0 | 0 | 0 | 0
[12 empty] | 0 | 0 | #N/A | #N/A | #N/A | #N/A | #N/A | #N/A | #N/A | #N/A | #N/A | [8 empty] | 0 | 0 | 0 | 0
[12 empty] | 0 | 0 | #N/A | #N/A | #N/A | #N/A | #N/A | #N/A | #N/A | #N/A | #N/A | [8 empty] | 0 | 0 | 0 | 0
[12 empty] | 0 | 0 | #N/A | #N/A | #N/A | #N/A | #N/A | #N/A | #N/A | #N/A | #N/A | [8 empty] | 0 | 0 | 0 | 0
[12 empty] | 0 | 0 | #N/A | #N/A | #N/A | #N/A | #N/A | #N/A | #N/A | #N/A | #N/A | [8 empty] | 0 | 0 | 0 | 0
[12 empty] | 0 | 0 | #N/A | #N/A | #N/A | #N/A | #N/A | #N/A | #N/A | #N/A | #N/A | [8 empty] | 0 | 0 | 0 | 0
[12 empty] | 0 | 0 | #N/A | #N/A | #N/A | #N/A | #N/A | #N/A | #N/A | #N/A | #N/A | [8 empty] | 0 | 0 | 0 | 0
[12 empty] | 0 | 0 | #N/A | #N/A | #N/A | #N/A | #N/A | #N/A | #N/A | #N/A | #N/A | [8 empty] | 0 | 0 | 0 | 0
[12 empty] | 0 | 0 | #N/A | #N/A | #N/A | #N/A | #N/A | #N/A | #N/A | #N/A | #N/A | [8 empty] | 0 | 0 | 0 | 0
[12 empty] | 0 | 0 | #N/A | #N/A | #N/A | #N/A | #N/A | #N/A | #N/A | #N/A | #N/A | [8 empty] | 0 | 0 | 0 | 0
[12 empty] | 0 | 0 | #N/A | #N/A | #N/A | #N/A | #N/A | #N/A | #N/A | #N/A | #N/A | [8 empty] | 0 | 0 | 0 | 0
[12 empty] | 0 | 0 | #N/A | #N/A | #N/A | #N/A | #N/A | #N/A | #N/A | #N/A | #N/A | [8 empty] | 0 | 0 | 0 | 0
[12 empty] | 0 | 0 | #N/A | #N/A | #N/A | #N/A | #N/A | #N/A | #N/A | #N/A | #N/A | [8 empty] | 0 | 0 | 0 | 0
[12 empty] | 0 | 0 | #N/A | #N/A | #N/A | #N/A | #N/A | #N/A | #N/A | #N/A | #N/A | [8 empty] | 0 | 0 | 0 | 0
[12 empty] | 0 | 0 | #N/A | #N/A | #N/A | #N/A | #N/A | #N/A | #N/A | #N/A | #N/A | [8 empty] | 0 | 0 | 0 | 0
[12 empty] | 0 | 0 | #N/A | #N/A | #N/A | #N/A | #N/A | #N/A | #N/A | #N/A | #N/A | [8 empty] | 0 | 0 | 0 | 0
[12 empty] | 0 | 0 | #N/A | #N/A | #N/A | #N/A | #N/A | #N/A | #N/A | #N/A | #N/A | [8 empty] | 0 | 0 | 0 | 0
[12 empty] | 0 | 0 | #N/A | #N/A | #N/A | #N/A | #N/A | #N/A | #N/A | #N/A | #N/A | [8 empty] | 0 | 0 | 0 | 0
[12 empty] | 0 | 0 | #N/A | #N/A | #N/A | #N/A | #N/A | #N/A | #N/A | #N/A | #N/A | [8 empty] | 0 | 0 | 0 | 0
[12 empty] | 0 | 0 | #N/A | #N/A | #N/A | #N/A | #N/A | #N/A | #N/A | #N/A | #N/A | [8 empty] | 0 | 0 | 0 | 0
[12 empty] | 0 | 0 | #N/A | #N/A | #N/A | #N/A | #N/A | #N/A | #N/A | #N/A | #N/A | [8 empty] | 0 | 0 | 0 | 0
[12 empty] | 0 | 0 | #N/A | #N/A | #N/A | #N/A | #N/A | #N/A | #N/A | #N/A | #N/A | [8 empty] | 0 | 0 | 0 | 0
[12 empty] | 0 | 0 | #N/A | #N/A | #N/A | #N/A | #N/A | #N/A | #N/A | #N/A | #N/A | [8 empty] | 0 | 0 | 0 | 0
[12 empty] | 0 | 0 | #N/A | #N/A | #N/A | #N/A | #N/A | #N/A | #N/A | #N/A | #N/A | [8 empty] | 0 | 0 | 0 | 0
[12 empty] | 0 | 0 | #N/A | #N/A | #N/A | #N/A | #N/A | #N/A | #N/A | #N/A | #N/A | [8 empty] | 0 | 0 | 0 | 0
[12 empty] | 0 | 0 | #N/A | #N/A | #N/A | #N/A | #N/A | #N/A | #N/A | #N/A | #N/A | [8 empty] | 0 | 0 | 0 | 0
[12 empty] | 0 | 0 | #N/A | #N/A | #N/A | #N/A | #N/A | #N/A | #N/A | #N/A | #N/A | [8 empty] | 0 | 0 | 0 | 0
[12 empty] | 0 | 0 | #N/A | #N/A | #N/A | #N/A | #N/A | #N/A | #N/A | #N/A | #N/A | [8 empty] | 0 | 0 | 0 | 0
[12 empty] | 0 | 0 | #N/A | #N/A | #N/A | #N/A | #N/A | #N/A | #N/A | #N/A | #N/A | [8 empty] | 0 | 0 | 0 | 0
[12 empty] | 0 | 0 | #N/A | #N/A | #N/A | #N/A | #N/A | #N/A | #N/A | #N/A | #N/A | [8 empty] | 0 | 0 | 0 | 0
[12 empty] | 0 | 0 | #N/A | #N/A | #N/A | #N/A | #N/A | #N/A | #N/A | #N/A | #N/A | [8 empty] | 0 | 0 | 0 | 0
[12 empty] | 0 | 0 | #N/A | #N/A | #N/A | #N/A | #N/A | #N/A | #N/A | #N/A | #N/A | [8 empty] | 0 | 0 | 0 | 0
[12 empty] | 0 | 0 | #N/A | #N/A | #N/A | #N/A | #N/A | #N/A | #N/A | #N/A | #N/A | [8 empty] | 0 | 0 | 0 | 0
[12 empty] | 0 | 0 | #N/A | #N/A | #N/A | #N/A | #N/A | #N/A | #N/A | #N/A | #N/A | [8 empty] | 0 | 0 | 0 | 0
[12 empty] | 0 | 0 | #N/A | #N/A | #N/A | #N/A | #N/A | #N/A | #N/A | #N/A | #N/A | [8 empty] | 0 | 0 | 0 | 0
[12 empty] | 0 | 0 | #N/A | #N/A | #N/A | #N/A | #N/A | #N/A | #N/A | #N/A | #N/A | [8 empty] | 0 | 0 | 0 | 0
[12 empty] | 0 | 0 | #N/A | #N/A | #N/A | #N/A | #N/A | #N/A | #N/A | #N/A | #N/A | [8 empty] | 0 | 0 | 0 | 0
[12 empty] | 0 | 0 | #N/A | #N/A | #N/A | #N/A | #N/A | #N/A | #N/A | #N/A | #N/A | [8 empty] | 0 | 0 | 0 | 0
[12 empty] | 0 | 0 | #N/A | #N/A | #N/A | #N/A | #N/A | #N/A | #N/A | #N/A | #N/A | [8 empty] | 0 | 0 | 0 | 0
[12 empty] | 0 | 0 | #N/A | #N/A | #N/A | #N/A | #N/A | #N/A | #N/A | #N/A | #N/A | [8 empty] | 0 | 0 | 0 | 0
[12 empty] | 0 | 0 | #N/A | #N/A | #N/A | #N/A | #N/A | #N/A | #N/A | #N/A | #N/A | [8 empty] | 0 | 0 | 0 | 0
[12 empty] | 0 | 0 | #N/A | #N/A | #N/A | #N/A | #N/A | #N/A | #N/A | #N/A | #N/A | [8 empty] | 0 | 0 | 0 | 0
[12 empty] | 0 | 0 | #N/A | #N/A | #N/A | #N/A | #N/A | #N/A | #N/A | #N/A | #N/A | [8 empty] | 0 | 0 | 0 | 0
[12 empty] | 0 | 0 | #N/A | #N/A | #N/A | #N/A | #N/A | #N/A | #N/A | #N/A | #N/A | [8 empty] | 0 | 0 | 0 | 0
[12 empty] | 0 | 0 | #N/A | #N/A | #N/A | #N/A | #N/A | #N/A | #N/A | #N/A | #N/A | [8 empty] | 0 | 0 | 0 | 0
[12 empty] | 0 | 0 | #N/A | #N/A | #N/A | #N/A | #N/A | #N/A | #N/A | #N/A | #N/A | [8 empty] | 0 | 0 | 0 | 0
[12 empty] | 0 | 0 | #N/A | #N/A | #N/A | #N/A | #N/A | #N/A | #N/A | #N/A | #N/A | [8 empty] | 0 | 0 | 0 | 0
[12 empty] | 0 | 0 | #N/A | #N/A | #N/A | #N/A | #N/A | #N/A | #N/A | #N/A | #N/A | [8 empty] | 0 | 0 | 0 | 0
[12 empty] | 0 | 0 | #N/A | #N/A | #N/A | #N/A | #N/A | #N/A | #N/A | #N/A | #N/A | [8 empty] | 0 | 0 | 0 | 0
[12 empty] | 0 | 0 | #N/A | #N/A | #N/A | #N/A | #N/A | #N/A | #N/A | #N/A | #N/A | [8 empty] | 0 | 0 | 0 | 0
[12 empty] | 0 | 0 | #N/A | #N/A | #N/A | #N/A | #N/A | #N/A | #N/A | #N/A | #N/A | [8 empty] | 0 | 0 | 0 | 0
[12 empty] | 0 | 0 | #N/A | #N/A | #N/A | #N/A | #N/A | #N/A | #N/A | #N/A | #N/A | [8 empty] | 0 | 0 | 0 | 0
[12 empty] | 0 | 0 | #N/A | #N/A | #N/A | #N/A | #N/A | #N/A | #N/A | #N/A | #N/A | [8 empty] | 0 | 0 | 0 | 0
[12 empty] | 0 | 0 | #N/A | #N/A | #N/A | #N/A | #N/A | #N/A | #N/A | #N/A | #N/A | [8 empty] | 0 | 0 | 0 | 0
[12 empty] | 0 | 0 | #N/A | #N/A | #N/A | #N/A | #N/A | #N/A | #N/A | #N/A | #N/A | [8 empty] | 0 | 0 | 0 | 0
[12 empty] | 0 | 0 | #N/A | #N/A | #N/A | #N/A | #N/A | #N/A | #N/A | #N/A | #N/A | [8 empty] | 0 | 0 | 0 | 0
[12 empty] | 0 | 0 | #N/A | #N/A | #N/A | #N/A | #N/A | #N/A | #N/A | #N/A | #N/A | [8 empty] | 0 | 0 | 0 | 0
[12 empty] | 0 | 0 | #N/A | #N/A | #N/A | #N/A | #N/A | #N/A | #N/A | #N/A | #N/A | [8 empty] | 0 | 0 | 0 | 0
[12 empty] | 0 | 0 | #N/A | #N/A | #N/A | #N/A | #N/A | #N/A | #N/A | #N/A | #N/A | [8 empty] | 0 | 0 | 0 | 0
[12 empty] | 0 | 0 | #N/A | #N/A | #N/A | #N/A | #N/A | #N/A | #N/A | #N/A | #N/A | [8 empty] | 0 | 0 | 0 | 0
[12 empty] | 0 | 0 | #N/A | #N/A | #N/A | #N/A | #N/A | #N/A | #N/A | #N/A | #N/A | [8 empty] | 0 | 0 | 0 | 0
[12 empty] | 0 | 0 | #N/A | #N/A | #N/A | #N/A | #N/A | #N/A | #N/A | #N/A | #N/A | [8 empty] | 0 | 0 | 0 | 0
[12 empty] | 0 | 0 | #N/A | #N/A | #N/A | #N/A | #N/A | #N/A | #N/A | #N/A | #N/A | [8 empty] | 0 | 0 | 0 | 0
[12 empty] | 0 | 0 | #N/A | #N/A | #N/A | #N/A | #N/A | #N/A | #N/A | #N/A | #N/A | [8 empty] | 0 | 0 | 0 | 0
[12 empty] | 0 | 0 | #N/A | #N/A | #N/A | #N/A | #N/A | #N/A | #N/A | #N/A | #N/A | [8 empty] | 0 | 0 | 0 | 0
[12 empty] | 0 | 0 | #N/A | #N/A | #N/A | #N/A | #N/A | #N/A | #N/A | #N/A | #N/A | [8 empty] | 0 | 0 | 0 | 0
[12 empty] | 0 | 0 | #N/A | #N/A | #N/A | #N/A | #N/A | #N/A | #N/A | #N/A | #N/A | [8 empty] | 0 | 0 | 0 | 0
[12 empty] | 0 | 0 | #N/A | #N/A | #N/A | #N/A | #N/A | #N/A | #N/A | #N/A | #N/A | [8 empty] | 0 | 0 | 0 | 0
[12 empty] | 0 | 0 | #N/A | #N/A | #N/A | #N/A | #N/A | #N/A | #N/A | #N/A | #N/A | [8 empty] | 0 | 0 | 0 | 0
[12 empty] | 0 | 0 | #N/A | #N/A | #N/A | #N/A | #N/A | #N/A | #N/A | #N/A | #N/A | [8 empty] | 0 | 0 | 0 | 0
[12 empty] | 0 | 0 | #N/A | #N/A | #N/A | #N/A | #N/A | #N/A | #N/A | #N/A | #N/A | [8 empty] | 0 | 0 | 0 | 0
[12 empty] | 0 | 0 | #N/A | #N/A | #N/A | #N/A | #N/A | #N/A | #N/A | #N/A | #N/A | [8 empty] | 0 | 0 | 0 | 0
[12 empty] | 0 | 0 | #N/A | #N/A | #N/A | #N/A | #N/A | #N/A | #N/A | #N/A | #N/A | [8 empty] | 0 | 0 | 0 | 0
[12 empty] | 0 | 0 | #N/A | #N/A | #N/A | #N/A | #N/A | #N/A | #N/A | #N/A | #N/A | [8 empty] | 0 | 0 | 0 | 0
[12 empty] | 0 | 0 | #N/A | #N/A | #N/A | #N/A | #N/A | #N/A | #N/A | #N/A | #N/A | [8 empty] | 0 | 0 | 0 | 0
[12 empty] | 0 | 0 | #N/A | #N/A | #N/A | #N/A | #N/A | #N/A | #N/A | #N/A | #N/A | [8 empty] | 0 | 0 | 0 | 0
[12 empty] | 0 | 0 | #N/A | #N/A | #N/A | #N/A | #N/A | #N/A | #N/A | #N/A | #N/A | [8 empty] | 0 | 0 | 0 | 0
[12 empty] | 0 | 0 | #N/A | #N/A | #N/A | #N/A | #N/A | #N/A | #N/A | #N/A | #N/A | [8 empty] | 0 | 0 | 0 | 0
[12 empty] | 0 | 0 | #N/A | #N/A | #N/A | #N/A | #N/A | #N/A | #N/A | #N/A | #N/A | [8 empty] | 0 | 0 | 0 | 0
[12 empty] | 0 | 0 | #N/A | #N/A | #N/A | #N/A | #N/A | #N/A | #N/A | #N/A | #N/A | [8 empty] | 0 | 0 | 0 | 0
[12 empty] | 0 | 0 | #N/A | #N/A | #N/A | #N/A | #N/A | #N/A | #N/A | #N/A | #N/A | [8 empty] | 0 | 0 | 0 | 0
[12 empty] | 0 | 0 | #N/A | #N/A | #N/A | #N/A | #N/A | #N/A | #N/A | #N/A | #N/A | [8 empty] | 0 | 0 | 0 | 0
[12 empty] | 0 | 0 | #N/A | #N/A | #N/A | #N/A | #N/A | #N/A | #N/A | #N/A | #N/A | [8 empty] | 0 | 0 | 0 | 0
[12 empty] | 0 | 0 | #N/A | #N/A | #N/A | #N/A | #N/A | #N/A | #N/A | #N/A | #N/A | [8 empty] | 0 | 0 | 0 | 0
[12 empty] | 0 | 0 | #N/A | #N/A | #N/A | #N/A | #N/A | #N/A | #N/A | #N/A | #N/A | [8 empty] | 0 | 0 | 0 | 0
[12 empty] | 0 | 0 | #N/A | #N/A | #N/A | #N/A | #N/A | #N/A | #N/A | #N/A | #N/A | [8 empty] | 0 | 0 | 0 | 0
[12 empty] | 0 | 0 | #N/A | #N/A | #N/A | #N/A | #N/A | #N/A | #N/A | #N/A | #N/A | [8 empty] | 0 | 0 | 0 | 0
[12 empty] | 0 | 0 | #N/A | #N/A | #N/A | #N/A | #N/A | #N/A | #N/A | #N/A | #N/A | [8 empty] | 0 | 0 | 0 | 0
[12 empty] | 0 | 0 | #N/A | #N/A | #N/A | #N/A | #N/A | #N/A | #N/A | #N/A | #N/A | [8 empty] | 0 | 0 | 0 | 0
[12 empty] | 0 | 0 | #N/A | #N/A | #N/A | #N/A | #N/A | #N/A | #N/A | #N/A | #N/A | [8 empty] | 0 | 0 | 0 | 0
[12 empty] | 0 | 0 | #N/A | #N/A | #N/A | #N/A | #N/A | #N/A | #N/A | #N/A | #N/A | [8 empty] | 0 | 0 | 0 | 0
[12 empty] | 0 | 0 | #N/A | #N/A | #N/A | #N/A | #N/A | #N/A | #N/A | #N/A | #N/A | [8 empty] | 0 | 0 | 0 | 0
[12 empty] | 0 | 0 | #N/A | #N/A | #N/A | #N/A | #N/A | #N/A | #N/A | #N/A | #N/A | [8 empty] | 0 | 0 | 0 | 0
[12 empty] | 0 | 0 | #N/A | #N/A | #N/A | #N/A | #N/A | #N/A | #N/A | #N/A | #N/A | [8 empty] | 0 | 0 | 0 | 0
[12 empty] | 0 | 0 | #N/A | #N/A | #N/A | #N/A | #N/A | #N/A | #N/A | #N/A | #N/A | [8 empty] | 0 | 0 | 0 | 0
[12 empty] | 0 | 0 | #N/A | #N/A | #N/A | #N/A | #N/A | #N/A | #N/A | #N/A | #N/A | [8 empty] | 0 | 0 | 0 | 0
[12 empty] | 0 | 0 | #N/A | #N/A | #N/A | #N/A | #N/A | #N/A | #N/A | #N/A | #N/A | [8 empty] | 0 | 0 | 0 | 0
[12 empty] | 0 | 0 | #N/A | #N/A | #N/A | #N/A | #N/A | #N/A | #N/A | #N/A | #N/A | [8 empty] | 0 | 0 | 0 | 0
[12 empty] | 0 | 0 | #N/A | #N/A | #N/A | #N/A | #N/A | #N/A | #N/A | #N/A | #N/A | [8 empty] | 0 | 0 | 0 | 0
[12 empty] | 0 | 0 | #N/A | #N/A | #N/A | #N/A | #N/A | #N/A | #N/A | #N/A | #N/A | [8 empty] | 0 | 0 | 0 | 0
[12 empty] | 0 | 0 | #N/A | #N/A | #N/A | #N/A | #N/A | #N/A | #N/A | #N/A | #N/A | [8 empty] | 0 | 0 | 0 | 0
[12 empty] | 0 | 0 | #N/A | #N/A | #N/A | #N/A | #N/A | #N/A | #N/A | #N/A | #N/A | [8 empty] | 0 | 0 | 0 | 0
[12 empty] | 0 | 0 | #N/A | #N/A | #N/A | #N/A | #N/A | #N/A | #N/A | #N/A | #N/A | [8 empty] | 0 | 0 | 0 | 0
[12 empty] | 0 | 0 | #N/A | #N/A | #N/A | #N/A | #N/A | #N/A | #N/A | #N/A | #N/A | [8 empty] | 0 | 0 | 0 | 0
[12 empty] | 0 | 0 | #N/A | #N/A | #N/A | #N/A | #N/A | #N/A | #N/A | #N/A | #N/A | [8 empty] | 0 | 0 | 0 | 0
[12 empty] | 0 | 0 | #N/A | #N/A | #N/A | #N/A | #N/A | #N/A | #N/A | #N/A | #N/A | [8 empty] | 0 | 0 | 0 | 0
[12 empty] | 0 | 0 | #N/A | #N/A | #N/A | #N/A | #N/A | #N/A | #N/A | #N/A | #N/A | [8 empty] | 0 | 0 | 0 | 0
[12 empty] | 0 | 0 | #N/A | #N/A | #N/A | #N/A | #N/A | #N/A | #N/A | #N/A | #N/A | [8 empty] | 0 | 0 | 0 | 0
[12 empty] | 0 | 0 | #N/A | #N/A | #N/A | #N/A | #N/A | #N/A | #N/A | #N/A | #N/A | [8 empty] | 0 | 0 | 0 | 0
[12 empty] | 0 | 0 | #N/A | #N/A | #N/A | #N/A | #N/A | #N/A | #N/A | #N/A | #N/A | [8 empty] | 0 | 0 | 0 | 0
[12 empty] | 0 | 0 | #N/A | #N/A | #N/A | #N/A | #N/A | #N/A | #N/A | #N/A | #N/A | [8 empty] | 0 | 0 | 0 | 0
[12 empty] | 0 | 0 | #N/A | #N/A | #N/A | #N/A | #N/A | #N/A | #N/A | #N/A | 0 | [8 empty] | 0 | 0 | 0 | 0
[12 empty] | 0 | 0 | #N/A | #N/A | #N/A | #N/A | #N/A | #N/A | #N/A | 0 | 0 | [8 empty] | 0 | 0 | 0 | 0
[12 empty] | 0 | 0 | #N/A | #N/A | #N/A | #N/A | #N/A | #N/A | 0 | 0 | 0 | [8 empty] | 0 | 0 | 0 | 0
[12 empty] | 0 | 0 | #N/A | #N/A | #N/A | #N/A | #N/A | 0 | 0 | 0 | 0 | [8 empty] | 0 | 0 | 0 | 0
[12 empty] | 0 | 0 | #N/A | #N/A | #N/A | #N/A | 0 | 0 | 0 | 0 | 0 | [8 empty] | 0 | 0 | 0 | 0
[12 empty] | 0 | 0 | #N/A | #N/A | #N/A | 0 | 0 | 0 | 0 | 0 | 0 | [8 empty] | 0 | 0 | 0 | 0
[12 empty] | 0 | 0 | #N/A | #N/A | 0 | 0 | 0 | 0 | 0 | 0 | 0 | [8 empty] | 0 | 0 | 0 | 0
[12 empty] | 0 | 0 | #N/A | 0 | 0 | 0 | 0 | 0 | 0 | 0 | 0 | [8 empty] | 0 | 0 | 0 | 0

## Admin (hidden)
Hotspot Temperature Calculation
Transformer Spec | Surface Temp | Ambient Temp | Intercept
ESI | 1.65 | -0.53 | -1.97 | Format of the Linest() function
T1 | 2.19 | -1.06 | -11.16
Setting Max Ambient Temperature
Site Building Type | Max Ambient
Stone/Brick | 35
Part of Larger Building | 36
Metal Kiosk | 37
Fenced Enclosure | 41
GRP | 42
Lists for drop down menus
List of ratings | Yes/no
50 | Yes
100 | No
200 | Unknown
300
315
500
750
800
1000